## Sheet1
weather | cleanroom ISO class | cleanroom overpressure [Pa] | cleanroom exhaust [kg/s] | cleanroom precool setpoint | cleanroom preheat setpoint | MAU filtration [Pa] | FFU ULPA filtration [Pa] | FFU airflow [kg/s] | FFU fan efficiency | cleanroom sensible load [kW] | cleanroom PCW heat load [kW] | chem exhaust [kg/s] | chem precool setpoint | chem preheat setpoint | chem AHU filtration [Pa] | chem sensible load [kW] | chem PCW heat load [kW] | facility exhaust [kg/s] | facility preheat setpoint | facility sensible load [kW]
| 6 | 30 | 100 |  |  | 15 |  | 900 |  | 1300 |  | 12.5 |  |  |  | 100 |  | 10 |  | 113
| 5 | 25 | 115 |  |  | 20 | 57.5 | 915.25 |  | 1545 |  | 15 |  |  |  | 115 |  | 15
| 4 | 20 | 129.55 |  |  | 25 |  | 930 |  | 1800 |  | 17.48 |  |  |  | 123.75 |  | 19.58
| 3 | 15 | 145 |  |  |  |  | 945 |  |  |  | 20 |  |  |  | 145 |  | 25
|  | 10 | 160 | [12 empty] | 160 |  | 30
|  |  | parameterize on m2 |  |  |  |  | ISO class related |  | parameterize on m2 | [6 empty] | negligible | 5 vol/h
as % coverage

## Sheet10
ISO | total units | coverage | m_flow_air_cleanroom | overpressure | m_air_flowrate | ulpa | cooling_bifur
8 | 2592 | 0.15 | 302.9746 | 30 | 85 | 35 | 15
7 | 2592 | 0.3 | 605.9491 | 25 | 100 | 45 | 17.5
6 | 2592 | 0.453 | 915.25 | 20 | 115 | 50 | 20
5 | 2592 | 0.6 | 1211.8982 | 15 | 129.55 | 57.5 | 22.5
4 | 2592 | 0.75 | 1514.8728 | 10 | 145 | 60 | 25
3 | 2592 | 1 | 2019.8304 |  | 160

## Sheet3
302.9746 | 30 | 85 | 35 | 15
302.9746 | 30 | 85 | 35 | 17.5
302.9746 | 30 | 85 | 35 | 20
302.9746 | 30 | 85 | 35 | 22.5
302.9746 | 30 | 85 | 35 | 25
302.9746 | 30 | 85 | 45 | 15
302.9746 | 30 | 85 | 45 | 17.5
302.9746 | 30 | 85 | 45 | 20
302.9746 | 30 | 85 | 45 | 22.5
302.9746 | 30 | 85 | 45 | 25
302.9746 | 30 | 85 | 50 | 15
302.9746 | 30 | 85 | 50 | 17.5
302.9746 | 30 | 85 | 50 | 20
302.9746 | 30 | 85 | 50 | 22.5
302.9746 | 30 | 85 | 50 | 25
302.9746 | 30 | 85 | 57.5 | 15
302.9746 | 30 | 85 | 57.5 | 17.5
302.9746 | 30 | 85 | 57.5 | 20
302.9746 | 30 | 85 | 57.5 | 22.5
302.9746 | 30 | 85 | 57.5 | 25
302.9746 | 30 | 85 | 60 | 15
302.9746 | 30 | 85 | 60 | 17.5
302.9746 | 30 | 85 | 60 | 20
302.9746 | 30 | 85 | 60 | 22.5
302.9746 | 30 | 85 | 60 | 25
302.9746 | 30 | 100 | 35 | 15
302.9746 | 30 | 100 | 35 | 17.5
302.9746 | 30 | 100 | 35 | 20
302.9746 | 30 | 100 | 35 | 22.5
302.9746 | 30 | 100 | 35 | 25
302.9746 | 30 | 100 | 45 | 15
302.9746 | 30 | 100 | 45 | 17.5
302.9746 | 30 | 100 | 45 | 20
302.9746 | 30 | 100 | 45 | 22.5
302.9746 | 30 | 100 | 45 | 25
302.9746 | 30 | 100 | 50 | 15
302.9746 | 30 | 100 | 50 | 17.5
302.9746 | 30 | 100 | 50 | 20
302.9746 | 30 | 100 | 50 | 22.5
302.9746 | 30 | 100 | 50 | 25
302.9746 | 30 | 100 | 57.5 | 15
302.9746 | 30 | 100 | 57.5 | 17.5
302.9746 | 30 | 100 | 57.5 | 20
302.9746 | 30 | 100 | 57.5 | 22.5
302.9746 | 30 | 100 | 57.5 | 25
302.9746 | 30 | 100 | 60 | 15
302.9746 | 30 | 100 | 60 | 17.5
302.9746 | 30 | 100 | 60 | 20
302.9746 | 30 | 100 | 60 | 22.5
302.9746 | 30 | 100 | 60 | 25
302.9746 | 30 | 115 | 35 | 15
302.9746 | 30 | 115 | 35 | 17.5
302.9746 | 30 | 115 | 35 | 20
302.9746 | 30 | 115 | 35 | 22.5
302.9746 | 30 | 115 | 35 | 25
302.9746 | 30 | 115 | 45 | 15
302.9746 | 30 | 115 | 45 | 17.5
302.9746 | 30 | 115 | 45 | 20
302.9746 | 30 | 115 | 45 | 22.5
302.9746 | 30 | 115 | 45 | 25
302.9746 | 30 | 115 | 50 | 15
302.9746 | 30 | 115 | 50 | 17.5
302.9746 | 30 | 115 | 50 | 20
302.9746 | 30 | 115 | 50 | 22.5
302.9746 | 30 | 115 | 50 | 25
302.9746 | 30 | 115 | 57.5 | 15
302.9746 | 30 | 115 | 57.5 | 17.5
302.9746 | 30 | 115 | 57.5 | 20
302.9746 | 30 | 115 | 57.5 | 22.5
302.9746 | 30 | 115 | 57.5 | 25
302.9746 | 30 | 115 | 60 | 15
302.9746 | 30 | 115 | 60 | 17.5
302.9746 | 30 | 115 | 60 | 20
302.9746 | 30 | 115 | 60 | 22.5
302.9746 | 30 | 115 | 60 | 25
302.9746 | 30 | 129.55 | 35 | 15
302.9746 | 30 | 129.55 | 35 | 17.5
302.9746 | 30 | 129.55 | 35 | 20
302.9746 | 30 | 129.55 | 35 | 22.5
302.9746 | 30 | 129.55 | 35 | 25
302.9746 | 30 | 129.55 | 45 | 15
302.9746 | 30 | 129.55 | 45 | 17.5
302.9746 | 30 | 129.55 | 45 | 20
302.9746 | 30 | 129.55 | 45 | 22.5
302.9746 | 30 | 129.55 | 45 | 25
302.9746 | 30 | 129.55 | 50 | 15
302.9746 | 30 | 129.55 | 50 | 17.5
302.9746 | 30 | 129.55 | 50 | 20
302.9746 | 30 | 129.55 | 50 | 22.5
302.9746 | 30 | 129.55 | 50 | 25
302.9746 | 30 | 129.55 | 57.5 | 15
302.9746 | 30 | 129.55 | 57.5 | 17.5
302.9746 | 30 | 129.55 | 57.5 | 20
302.9746 | 30 | 129.55 | 57.5 | 22.5
302.9746 | 30 | 129.55 | 57.5 | 25
302.9746 | 30 | 129.55 | 60 | 15
302.9746 | 30 | 129.55 | 60 | 17.5
302.9746 | 30 | 129.55 | 60 | 20
302.9746 | 30 | 129.55 | 60 | 22.5
302.9746 | 30 | 129.55 | 60 | 25
302.9746 | 30 | 145 | 35 | 15
302.9746 | 30 | 145 | 35 | 17.5
302.9746 | 30 | 145 | 35 | 20
302.9746 | 30 | 145 | 35 | 22.5
302.9746 | 30 | 145 | 35 | 25
302.9746 | 30 | 145 | 45 | 15
302.9746 | 30 | 145 | 45 | 17.5
302.9746 | 30 | 145 | 45 | 20
302.9746 | 30 | 145 | 45 | 22.5
302.9746 | 30 | 145 | 45 | 25
302.9746 | 30 | 145 | 50 | 15
302.9746 | 30 | 145 | 50 | 17.5
302.9746 | 30 | 145 | 50 | 20
302.9746 | 30 | 145 | 50 | 22.5
302.9746 | 30 | 145 | 50 | 25
302.9746 | 30 | 145 | 57.5 | 15
302.9746 | 30 | 145 | 57.5 | 17.5
302.9746 | 30 | 145 | 57.5 | 20
302.9746 | 30 | 145 | 57.5 | 22.5
302.9746 | 30 | 145 | 57.5 | 25
302.9746 | 30 | 145 | 60 | 15
302.9746 | 30 | 145 | 60 | 17.5
302.9746 | 30 | 145 | 60 | 20
302.9746 | 30 | 145 | 60 | 22.5
302.9746 | 30 | 145 | 60 | 25
302.9746 | 30 | 160 | 35 | 15
302.9746 | 30 | 160 | 35 | 17.5
302.9746 | 30 | 160 | 35 | 20
302.9746 | 30 | 160 | 35 | 22.5
302.9746 | 30 | 160 | 35 | 25
302.9746 | 30 | 160 | 45 | 15
302.9746 | 30 | 160 | 45 | 17.5
302.9746 | 30 | 160 | 45 | 20
302.9746 | 30 | 160 | 45 | 22.5
302.9746 | 30 | 160 | 45 | 25
302.9746 | 30 | 160 | 50 | 15
302.9746 | 30 | 160 | 50 | 17.5
302.9746 | 30 | 160 | 50 | 20
302.9746 | 30 | 160 | 50 | 22.5
302.9746 | 30 | 160 | 50 | 25
302.9746 | 30 | 160 | 57.5 | 15
302.9746 | 30 | 160 | 57.5 | 17.5
302.9746 | 30 | 160 | 57.5 | 20
302.9746 | 30 | 160 | 57.5 | 22.5
302.9746 | 30 | 160 | 57.5 | 25
302.9746 | 30 | 160 | 60 | 15
302.9746 | 30 | 160 | 60 | 17.5
302.9746 | 30 | 160 | 60 | 20
302.9746 | 30 | 160 | 60 | 22.5
302.9746 | 30 | 160 | 60 | 25
302.9746 | 25 | 85 | 35 | 15
302.9746 | 25 | 85 | 35 | 17.5
302.9746 | 25 | 85 | 35 | 20
302.9746 | 25 | 85 | 35 | 22.5
302.9746 | 25 | 85 | 35 | 25
302.9746 | 25 | 85 | 45 | 15
302.9746 | 25 | 85 | 45 | 17.5
302.9746 | 25 | 85 | 45 | 20
302.9746 | 25 | 85 | 45 | 22.5
302.9746 | 25 | 85 | 45 | 25
302.9746 | 25 | 85 | 50 | 15
302.9746 | 25 | 85 | 50 | 17.5
302.9746 | 25 | 85 | 50 | 20
302.9746 | 25 | 85 | 50 | 22.5
302.9746 | 25 | 85 | 50 | 25
302.9746 | 25 | 85 | 57.5 | 15
302.9746 | 25 | 85 | 57.5 | 17.5
302.9746 | 25 | 85 | 57.5 | 20
302.9746 | 25 | 85 | 57.5 | 22.5
302.9746 | 25 | 85 | 57.5 | 25
302.9746 | 25 | 85 | 60 | 15
302.9746 | 25 | 85 | 60 | 17.5
302.9746 | 25 | 85 | 60 | 20
302.9746 | 25 | 85 | 60 | 22.5
302.9746 | 25 | 85 | 60 | 25
302.9746 | 25 | 100 | 35 | 15
302.9746 | 25 | 100 | 35 | 17.5
302.9746 | 25 | 100 | 35 | 20
302.9746 | 25 | 100 | 35 | 22.5
302.9746 | 25 | 100 | 35 | 25
302.9746 | 25 | 100 | 45 | 15
302.9746 | 25 | 100 | 45 | 17.5
302.9746 | 25 | 100 | 45 | 20
302.9746 | 25 | 100 | 45 | 22.5
302.9746 | 25 | 100 | 45 | 25
302.9746 | 25 | 100 | 50 | 15
302.9746 | 25 | 100 | 50 | 17.5
302.9746 | 25 | 100 | 50 | 20
302.9746 | 25 | 100 | 50 | 22.5
302.9746 | 25 | 100 | 50 | 25
302.9746 | 25 | 100 | 57.5 | 15
302.9746 | 25 | 100 | 57.5 | 17.5
302.9746 | 25 | 100 | 57.5 | 20
302.9746 | 25 | 100 | 57.5 | 22.5
302.9746 | 25 | 100 | 57.5 | 25
302.9746 | 25 | 100 | 60 | 15
302.9746 | 25 | 100 | 60 | 17.5
302.9746 | 25 | 100 | 60 | 20
302.9746 | 25 | 100 | 60 | 22.5
302.9746 | 25 | 100 | 60 | 25
302.9746 | 25 | 115 | 35 | 15
302.9746 | 25 | 115 | 35 | 17.5
302.9746 | 25 | 115 | 35 | 20
302.9746 | 25 | 115 | 35 | 22.5
302.9746 | 25 | 115 | 35 | 25
302.9746 | 25 | 115 | 45 | 15
302.9746 | 25 | 115 | 45 | 17.5
302.9746 | 25 | 115 | 45 | 20
302.9746 | 25 | 115 | 45 | 22.5
302.9746 | 25 | 115 | 45 | 25
302.9746 | 25 | 115 | 50 | 15
302.9746 | 25 | 115 | 50 | 17.5
302.9746 | 25 | 115 | 50 | 20
302.9746 | 25 | 115 | 50 | 22.5
302.9746 | 25 | 115 | 50 | 25
302.9746 | 25 | 115 | 57.5 | 15
302.9746 | 25 | 115 | 57.5 | 17.5
302.9746 | 25 | 115 | 57.5 | 20
302.9746 | 25 | 115 | 57.5 | 22.5
302.9746 | 25 | 115 | 57.5 | 25
302.9746 | 25 | 115 | 60 | 15
302.9746 | 25 | 115 | 60 | 17.5
302.9746 | 25 | 115 | 60 | 20
302.9746 | 25 | 115 | 60 | 22.5
302.9746 | 25 | 115 | 60 | 25
302.9746 | 25 | 129.55 | 35 | 15
302.9746 | 25 | 129.55 | 35 | 17.5
302.9746 | 25 | 129.55 | 35 | 20
302.9746 | 25 | 129.55 | 35 | 22.5
302.9746 | 25 | 129.55 | 35 | 25
302.9746 | 25 | 129.55 | 45 | 15
302.9746 | 25 | 129.55 | 45 | 17.5
302.9746 | 25 | 129.55 | 45 | 20
302.9746 | 25 | 129.55 | 45 | 22.5
302.9746 | 25 | 129.55 | 45 | 25
302.9746 | 25 | 129.55 | 50 | 15
302.9746 | 25 | 129.55 | 50 | 17.5
302.9746 | 25 | 129.55 | 50 | 20
302.9746 | 25 | 129.55 | 50 | 22.5
302.9746 | 25 | 129.55 | 50 | 25
302.9746 | 25 | 129.55 | 57.5 | 15
302.9746 | 25 | 129.55 | 57.5 | 17.5
302.9746 | 25 | 129.55 | 57.5 | 20
302.9746 | 25 | 129.55 | 57.5 | 22.5
302.9746 | 25 | 129.55 | 57.5 | 25
302.9746 | 25 | 129.55 | 60 | 15
302.9746 | 25 | 129.55 | 60 | 17.5
302.9746 | 25 | 129.55 | 60 | 20
302.9746 | 25 | 129.55 | 60 | 22.5
302.9746 | 25 | 129.55 | 60 | 25
302.9746 | 25 | 145 | 35 | 15
302.9746 | 25 | 145 | 35 | 17.5
302.9746 | 25 | 145 | 35 | 20
302.9746 | 25 | 145 | 35 | 22.5
302.9746 | 25 | 145 | 35 | 25
302.9746 | 25 | 145 | 45 | 15
302.9746 | 25 | 145 | 45 | 17.5
302.9746 | 25 | 145 | 45 | 20
302.9746 | 25 | 145 | 45 | 22.5
302.9746 | 25 | 145 | 45 | 25
302.9746 | 25 | 145 | 50 | 15
302.9746 | 25 | 145 | 50 | 17.5
302.9746 | 25 | 145 | 50 | 20
302.9746 | 25 | 145 | 50 | 22.5
302.9746 | 25 | 145 | 50 | 25
302.9746 | 25 | 145 | 57.5 | 15
302.9746 | 25 | 145 | 57.5 | 17.5
302.9746 | 25 | 145 | 57.5 | 20
302.9746 | 25 | 145 | 57.5 | 22.5
302.9746 | 25 | 145 | 57.5 | 25
302.9746 | 25 | 145 | 60 | 15
302.9746 | 25 | 145 | 60 | 17.5
302.9746 | 25 | 145 | 60 | 20
302.9746 | 25 | 145 | 60 | 22.5
302.9746 | 25 | 145 | 60 | 25
302.9746 | 25 | 160 | 35 | 15
302.9746 | 25 | 160 | 35 | 17.5
302.9746 | 25 | 160 | 35 | 20
302.9746 | 25 | 160 | 35 | 22.5
302.9746 | 25 | 160 | 35 | 25
302.9746 | 25 | 160 | 45 | 15
302.9746 | 25 | 160 | 45 | 17.5
302.9746 | 25 | 160 | 45 | 20
302.9746 | 25 | 160 | 45 | 22.5
302.9746 | 25 | 160 | 45 | 25
302.9746 | 25 | 160 | 50 | 15
302.9746 | 25 | 160 | 50 | 17.5
302.9746 | 25 | 160 | 50 | 20
302.9746 | 25 | 160 | 50 | 22.5
302.9746 | 25 | 160 | 50 | 25
302.9746 | 25 | 160 | 57.5 | 15
302.9746 | 25 | 160 | 57.5 | 17.5
302.9746 | 25 | 160 | 57.5 | 20
302.9746 | 25 | 160 | 57.5 | 22.5
302.9746 | 25 | 160 | 57.5 | 25
302.9746 | 25 | 160 | 60 | 15
302.9746 | 25 | 160 | 60 | 17.5
302.9746 | 25 | 160 | 60 | 20
302.9746 | 25 | 160 | 60 | 22.5
302.9746 | 25 | 160 | 60 | 25
302.9746 | 20 | 85 | 35 | 15
302.9746 | 20 | 85 | 35 | 17.5
302.9746 | 20 | 85 | 35 | 20
302.9746 | 20 | 85 | 35 | 22.5
302.9746 | 20 | 85 | 35 | 25
302.9746 | 20 | 85 | 45 | 15
302.9746 | 20 | 85 | 45 | 17.5
302.9746 | 20 | 85 | 45 | 20
302.9746 | 20 | 85 | 45 | 22.5
302.9746 | 20 | 85 | 45 | 25
302.9746 | 20 | 85 | 50 | 15
302.9746 | 20 | 85 | 50 | 17.5
302.9746 | 20 | 85 | 50 | 20
302.9746 | 20 | 85 | 50 | 22.5
302.9746 | 20 | 85 | 50 | 25
302.9746 | 20 | 85 | 57.5 | 15
302.9746 | 20 | 85 | 57.5 | 17.5
302.9746 | 20 | 85 | 57.5 | 20
302.9746 | 20 | 85 | 57.5 | 22.5
302.9746 | 20 | 85 | 57.5 | 25
302.9746 | 20 | 85 | 60 | 15
302.9746 | 20 | 85 | 60 | 17.5
302.9746 | 20 | 85 | 60 | 20
302.9746 | 20 | 85 | 60 | 22.5
302.9746 | 20 | 85 | 60 | 25
302.9746 | 20 | 100 | 35 | 15
302.9746 | 20 | 100 | 35 | 17.5
302.9746 | 20 | 100 | 35 | 20
302.9746 | 20 | 100 | 35 | 22.5
302.9746 | 20 | 100 | 35 | 25
302.9746 | 20 | 100 | 45 | 15
302.9746 | 20 | 100 | 45 | 17.5
302.9746 | 20 | 100 | 45 | 20
302.9746 | 20 | 100 | 45 | 22.5
302.9746 | 20 | 100 | 45 | 25
302.9746 | 20 | 100 | 50 | 15
302.9746 | 20 | 100 | 50 | 17.5
302.9746 | 20 | 100 | 50 | 20
302.9746 | 20 | 100 | 50 | 22.5
302.9746 | 20 | 100 | 50 | 25
302.9746 | 20 | 100 | 57.5 | 15
302.9746 | 20 | 100 | 57.5 | 17.5
302.9746 | 20 | 100 | 57.5 | 20
302.9746 | 20 | 100 | 57.5 | 22.5
302.9746 | 20 | 100 | 57.5 | 25
302.9746 | 20 | 100 | 60 | 15
302.9746 | 20 | 100 | 60 | 17.5
302.9746 | 20 | 100 | 60 | 20
302.9746 | 20 | 100 | 60 | 22.5
302.9746 | 20 | 100 | 60 | 25
302.9746 | 20 | 115 | 35 | 15
302.9746 | 20 | 115 | 35 | 17.5
302.9746 | 20 | 115 | 35 | 20
302.9746 | 20 | 115 | 35 | 22.5
302.9746 | 20 | 115 | 35 | 25
302.9746 | 20 | 115 | 45 | 15
302.9746 | 20 | 115 | 45 | 17.5
302.9746 | 20 | 115 | 45 | 20
302.9746 | 20 | 115 | 45 | 22.5
302.9746 | 20 | 115 | 45 | 25
302.9746 | 20 | 115 | 50 | 15
302.9746 | 20 | 115 | 50 | 17.5
302.9746 | 20 | 115 | 50 | 20
302.9746 | 20 | 115 | 50 | 22.5
302.9746 | 20 | 115 | 50 | 25
302.9746 | 20 | 115 | 57.5 | 15
302.9746 | 20 | 115 | 57.5 | 17.5
302.9746 | 20 | 115 | 57.5 | 20
302.9746 | 20 | 115 | 57.5 | 22.5
302.9746 | 20 | 115 | 57.5 | 25
302.9746 | 20 | 115 | 60 | 15
302.9746 | 20 | 115 | 60 | 17.5
302.9746 | 20 | 115 | 60 | 20
302.9746 | 20 | 115 | 60 | 22.5
302.9746 | 20 | 115 | 60 | 25
302.9746 | 20 | 129.55 | 35 | 15
302.9746 | 20 | 129.55 | 35 | 17.5
302.9746 | 20 | 129.55 | 35 | 20
302.9746 | 20 | 129.55 | 35 | 22.5
302.9746 | 20 | 129.55 | 35 | 25
302.9746 | 20 | 129.55 | 45 | 15
302.9746 | 20 | 129.55 | 45 | 17.5
302.9746 | 20 | 129.55 | 45 | 20
302.9746 | 20 | 129.55 | 45 | 22.5
302.9746 | 20 | 129.55 | 45 | 25
302.9746 | 20 | 129.55 | 50 | 15
302.9746 | 20 | 129.55 | 50 | 17.5
302.9746 | 20 | 129.55 | 50 | 20
302.9746 | 20 | 129.55 | 50 | 22.5
302.9746 | 20 | 129.55 | 50 | 25
302.9746 | 20 | 129.55 | 57.5 | 15
302.9746 | 20 | 129.55 | 57.5 | 17.5
302.9746 | 20 | 129.55 | 57.5 | 20
302.9746 | 20 | 129.55 | 57.5 | 22.5
302.9746 | 20 | 129.55 | 57.5 | 25
302.9746 | 20 | 129.55 | 60 | 15
302.9746 | 20 | 129.55 | 60 | 17.5
302.9746 | 20 | 129.55 | 60 | 20
302.9746 | 20 | 129.55 | 60 | 22.5
302.9746 | 20 | 129.55 | 60 | 25
302.9746 | 20 | 145 | 35 | 15
302.9746 | 20 | 145 | 35 | 17.5
302.9746 | 20 | 145 | 35 | 20
302.9746 | 20 | 145 | 35 | 22.5
302.9746 | 20 | 145 | 35 | 25
302.9746 | 20 | 145 | 45 | 15
302.9746 | 20 | 145 | 45 | 17.5
302.9746 | 20 | 145 | 45 | 20
302.9746 | 20 | 145 | 45 | 22.5
302.9746 | 20 | 145 | 45 | 25
302.9746 | 20 | 145 | 50 | 15
302.9746 | 20 | 145 | 50 | 17.5
302.9746 | 20 | 145 | 50 | 20
302.9746 | 20 | 145 | 50 | 22.5
302.9746 | 20 | 145 | 50 | 25
302.9746 | 20 | 145 | 57.5 | 15
302.9746 | 20 | 145 | 57.5 | 17.5
302.9746 | 20 | 145 | 57.5 | 20
302.9746 | 20 | 145 | 57.5 | 22.5
302.9746 | 20 | 145 | 57.5 | 25
302.9746 | 20 | 145 | 60 | 15
302.9746 | 20 | 145 | 60 | 17.5
302.9746 | 20 | 145 | 60 | 20
302.9746 | 20 | 145 | 60 | 22.5
302.9746 | 20 | 145 | 60 | 25
302.9746 | 20 | 160 | 35 | 15
302.9746 | 20 | 160 | 35 | 17.5
302.9746 | 20 | 160 | 35 | 20
302.9746 | 20 | 160 | 35 | 22.5
302.9746 | 20 | 160 | 35 | 25
302.9746 | 20 | 160 | 45 | 15
302.9746 | 20 | 160 | 45 | 17.5
302.9746 | 20 | 160 | 45 | 20
302.9746 | 20 | 160 | 45 | 22.5
302.9746 | 20 | 160 | 45 | 25
302.9746 | 20 | 160 | 50 | 15
302.9746 | 20 | 160 | 50 | 17.5
302.9746 | 20 | 160 | 50 | 20
302.9746 | 20 | 160 | 50 | 22.5
302.9746 | 20 | 160 | 50 | 25
302.9746 | 20 | 160 | 57.5 | 15
302.9746 | 20 | 160 | 57.5 | 17.5
302.9746 | 20 | 160 | 57.5 | 20
302.9746 | 20 | 160 | 57.5 | 22.5
302.9746 | 20 | 160 | 57.5 | 25
302.9746 | 20 | 160 | 60 | 15
302.9746 | 20 | 160 | 60 | 17.5
302.9746 | 20 | 160 | 60 | 20
302.9746 | 20 | 160 | 60 | 22.5
302.9746 | 20 | 160 | 60 | 25
302.9746 | 15 | 85 | 35 | 15
302.9746 | 15 | 85 | 35 | 17.5
302.9746 | 15 | 85 | 35 | 20
302.9746 | 15 | 85 | 35 | 22.5
302.9746 | 15 | 85 | 35 | 25
302.9746 | 15 | 85 | 45 | 15
302.9746 | 15 | 85 | 45 | 17.5
302.9746 | 15 | 85 | 45 | 20
302.9746 | 15 | 85 | 45 | 22.5
302.9746 | 15 | 85 | 45 | 25
302.9746 | 15 | 85 | 50 | 15
302.9746 | 15 | 85 | 50 | 17.5
302.9746 | 15 | 85 | 50 | 20
302.9746 | 15 | 85 | 50 | 22.5
302.9746 | 15 | 85 | 50 | 25
302.9746 | 15 | 85 | 57.5 | 15
302.9746 | 15 | 85 | 57.5 | 17.5
302.9746 | 15 | 85 | 57.5 | 20
302.9746 | 15 | 85 | 57.5 | 22.5
302.9746 | 15 | 85 | 57.5 | 25
302.9746 | 15 | 85 | 60 | 15
302.9746 | 15 | 85 | 60 | 17.5
302.9746 | 15 | 85 | 60 | 20
302.9746 | 15 | 85 | 60 | 22.5
302.9746 | 15 | 85 | 60 | 25
302.9746 | 15 | 100 | 35 | 15
302.9746 | 15 | 100 | 35 | 17.5
302.9746 | 15 | 100 | 35 | 20
302.9746 | 15 | 100 | 35 | 22.5
302.9746 | 15 | 100 | 35 | 25
302.9746 | 15 | 100 | 45 | 15
302.9746 | 15 | 100 | 45 | 17.5
302.9746 | 15 | 100 | 45 | 20
302.9746 | 15 | 100 | 45 | 22.5
302.9746 | 15 | 100 | 45 | 25
302.9746 | 15 | 100 | 50 | 15
302.9746 | 15 | 100 | 50 | 17.5
302.9746 | 15 | 100 | 50 | 20
302.9746 | 15 | 100 | 50 | 22.5
302.9746 | 15 | 100 | 50 | 25
302.9746 | 15 | 100 | 57.5 | 15
302.9746 | 15 | 100 | 57.5 | 17.5
302.9746 | 15 | 100 | 57.5 | 20
302.9746 | 15 | 100 | 57.5 | 22.5
302.9746 | 15 | 100 | 57.5 | 25
302.9746 | 15 | 100 | 60 | 15
302.9746 | 15 | 100 | 60 | 17.5
302.9746 | 15 | 100 | 60 | 20
302.9746 | 15 | 100 | 60 | 22.5
302.9746 | 15 | 100 | 60 | 25
302.9746 | 15 | 115 | 35 | 15
302.9746 | 15 | 115 | 35 | 17.5
302.9746 | 15 | 115 | 35 | 20
302.9746 | 15 | 115 | 35 | 22.5
302.9746 | 15 | 115 | 35 | 25
302.9746 | 15 | 115 | 45 | 15
302.9746 | 15 | 115 | 45 | 17.5
302.9746 | 15 | 115 | 45 | 20
302.9746 | 15 | 115 | 45 | 22.5
302.9746 | 15 | 115 | 45 | 25
302.9746 | 15 | 115 | 50 | 15
302.9746 | 15 | 115 | 50 | 17.5
302.9746 | 15 | 115 | 50 | 20
302.9746 | 15 | 115 | 50 | 22.5
302.9746 | 15 | 115 | 50 | 25
302.9746 | 15 | 115 | 57.5 | 15
302.9746 | 15 | 115 | 57.5 | 17.5
302.9746 | 15 | 115 | 57.5 | 20
302.9746 | 15 | 115 | 57.5 | 22.5
302.9746 | 15 | 115 | 57.5 | 25
302.9746 | 15 | 115 | 60 | 15
302.9746 | 15 | 115 | 60 | 17.5
302.9746 | 15 | 115 | 60 | 20
302.9746 | 15 | 115 | 60 | 22.5
302.9746 | 15 | 115 | 60 | 25
302.9746 | 15 | 129.55 | 35 | 15
302.9746 | 15 | 129.55 | 35 | 17.5
302.9746 | 15 | 129.55 | 35 | 20
302.9746 | 15 | 129.55 | 35 | 22.5
302.9746 | 15 | 129.55 | 35 | 25
302.9746 | 15 | 129.55 | 45 | 15
302.9746 | 15 | 129.55 | 45 | 17.5
302.9746 | 15 | 129.55 | 45 | 20
302.9746 | 15 | 129.55 | 45 | 22.5
302.9746 | 15 | 129.55 | 45 | 25
302.9746 | 15 | 129.55 | 50 | 15
302.9746 | 15 | 129.55 | 50 | 17.5
302.9746 | 15 | 129.55 | 50 | 20
302.9746 | 15 | 129.55 | 50 | 22.5
302.9746 | 15 | 129.55 | 50 | 25
302.9746 | 15 | 129.55 | 57.5 | 15
302.9746 | 15 | 129.55 | 57.5 | 17.5
302.9746 | 15 | 129.55 | 57.5 | 20
302.9746 | 15 | 129.55 | 57.5 | 22.5
302.9746 | 15 | 129.55 | 57.5 | 25
302.9746 | 15 | 129.55 | 60 | 15
302.9746 | 15 | 129.55 | 60 | 17.5
302.9746 | 15 | 129.55 | 60 | 20
302.9746 | 15 | 129.55 | 60 | 22.5
302.9746 | 15 | 129.55 | 60 | 25
302.9746 | 15 | 145 | 35 | 15
302.9746 | 15 | 145 | 35 | 17.5
302.9746 | 15 | 145 | 35 | 20
302.9746 | 15 | 145 | 35 | 22.5
302.9746 | 15 | 145 | 35 | 25
302.9746 | 15 | 145 | 45 | 15
302.9746 | 15 | 145 | 45 | 17.5
302.9746 | 15 | 145 | 45 | 20
302.9746 | 15 | 145 | 45 | 22.5
302.9746 | 15 | 145 | 45 | 25
302.9746 | 15 | 145 | 50 | 15
302.9746 | 15 | 145 | 50 | 17.5
302.9746 | 15 | 145 | 50 | 20
302.9746 | 15 | 145 | 50 | 22.5
302.9746 | 15 | 145 | 50 | 25
302.9746 | 15 | 145 | 57.5 | 15
302.9746 | 15 | 145 | 57.5 | 17.5
302.9746 | 15 | 145 | 57.5 | 20
302.9746 | 15 | 145 | 57.5 | 22.5
302.9746 | 15 | 145 | 57.5 | 25
302.9746 | 15 | 145 | 60 | 15
302.9746 | 15 | 145 | 60 | 17.5
302.9746 | 15 | 145 | 60 | 20
302.9746 | 15 | 145 | 60 | 22.5
302.9746 | 15 | 145 | 60 | 25
302.9746 | 15 | 160 | 35 | 15
302.9746 | 15 | 160 | 35 | 17.5
302.9746 | 15 | 160 | 35 | 20
302.9746 | 15 | 160 | 35 | 22.5
302.9746 | 15 | 160 | 35 | 25
302.9746 | 15 | 160 | 45 | 15
302.9746 | 15 | 160 | 45 | 17.5
302.9746 | 15 | 160 | 45 | 20
302.9746 | 15 | 160 | 45 | 22.5
302.9746 | 15 | 160 | 45 | 25
302.9746 | 15 | 160 | 50 | 15
302.9746 | 15 | 160 | 50 | 17.5
302.9746 | 15 | 160 | 50 | 20
302.9746 | 15 | 160 | 50 | 22.5
302.9746 | 15 | 160 | 50 | 25
302.9746 | 15 | 160 | 57.5 | 15
302.9746 | 15 | 160 | 57.5 | 17.5
302.9746 | 15 | 160 | 57.5 | 20
302.9746 | 15 | 160 | 57.5 | 22.5
302.9746 | 15 | 160 | 57.5 | 25
302.9746 | 15 | 160 | 60 | 15
302.9746 | 15 | 160 | 60 | 17.5
302.9746 | 15 | 160 | 60 | 20
302.9746 | 15 | 160 | 60 | 22.5
302.9746 | 15 | 160 | 60 | 25
302.9746 | 10 | 85 | 35 | 15
302.9746 | 10 | 85 | 35 | 17.5
302.9746 | 10 | 85 | 35 | 20
302.9746 | 10 | 85 | 35 | 22.5
302.9746 | 10 | 85 | 35 | 25
302.9746 | 10 | 85 | 45 | 15
302.9746 | 10 | 85 | 45 | 17.5
302.9746 | 10 | 85 | 45 | 20
302.9746 | 10 | 85 | 45 | 22.5
302.9746 | 10 | 85 | 45 | 25
302.9746 | 10 | 85 | 50 | 15
302.9746 | 10 | 85 | 50 | 17.5
302.9746 | 10 | 85 | 50 | 20
302.9746 | 10 | 85 | 50 | 22.5
302.9746 | 10 | 85 | 50 | 25
302.9746 | 10 | 85 | 57.5 | 15
302.9746 | 10 | 85 | 57.5 | 17.5
302.9746 | 10 | 85 | 57.5 | 20
302.9746 | 10 | 85 | 57.5 | 22.5
302.9746 | 10 | 85 | 57.5 | 25
302.9746 | 10 | 85 | 60 | 15
302.9746 | 10 | 85 | 60 | 17.5
302.9746 | 10 | 85 | 60 | 20
302.9746 | 10 | 85 | 60 | 22.5
302.9746 | 10 | 85 | 60 | 25
302.9746 | 10 | 100 | 35 | 15
302.9746 | 10 | 100 | 35 | 17.5
302.9746 | 10 | 100 | 35 | 20
302.9746 | 10 | 100 | 35 | 22.5
302.9746 | 10 | 100 | 35 | 25
302.9746 | 10 | 100 | 45 | 15
302.9746 | 10 | 100 | 45 | 17.5
302.9746 | 10 | 100 | 45 | 20
302.9746 | 10 | 100 | 45 | 22.5
302.9746 | 10 | 100 | 45 | 25
302.9746 | 10 | 100 | 50 | 15
302.9746 | 10 | 100 | 50 | 17.5
302.9746 | 10 | 100 | 50 | 20
302.9746 | 10 | 100 | 50 | 22.5
302.9746 | 10 | 100 | 50 | 25
302.9746 | 10 | 100 | 57.5 | 15
302.9746 | 10 | 100 | 57.5 | 17.5
302.9746 | 10 | 100 | 57.5 | 20
302.9746 | 10 | 100 | 57.5 | 22.5
302.9746 | 10 | 100 | 57.5 | 25
302.9746 | 10 | 100 | 60 | 15
302.9746 | 10 | 100 | 60 | 17.5
302.9746 | 10 | 100 | 60 | 20
302.9746 | 10 | 100 | 60 | 22.5
302.9746 | 10 | 100 | 60 | 25
302.9746 | 10 | 115 | 35 | 15
302.9746 | 10 | 115 | 35 | 17.5
302.9746 | 10 | 115 | 35 | 20
302.9746 | 10 | 115 | 35 | 22.5
302.9746 | 10 | 115 | 35 | 25
302.9746 | 10 | 115 | 45 | 15
302.9746 | 10 | 115 | 45 | 17.5
302.9746 | 10 | 115 | 45 | 20
302.9746 | 10 | 115 | 45 | 22.5
302.9746 | 10 | 115 | 45 | 25
302.9746 | 10 | 115 | 50 | 15
302.9746 | 10 | 115 | 50 | 17.5
302.9746 | 10 | 115 | 50 | 20
302.9746 | 10 | 115 | 50 | 22.5
302.9746 | 10 | 115 | 50 | 25
302.9746 | 10 | 115 | 57.5 | 15
302.9746 | 10 | 115 | 57.5 | 17.5
302.9746 | 10 | 115 | 57.5 | 20
302.9746 | 10 | 115 | 57.5 | 22.5
302.9746 | 10 | 115 | 57.5 | 25
302.9746 | 10 | 115 | 60 | 15
302.9746 | 10 | 115 | 60 | 17.5
302.9746 | 10 | 115 | 60 | 20
302.9746 | 10 | 115 | 60 | 22.5
302.9746 | 10 | 115 | 60 | 25
302.9746 | 10 | 129.55 | 35 | 15
302.9746 | 10 | 129.55 | 35 | 17.5
302.9746 | 10 | 129.55 | 35 | 20
302.9746 | 10 | 129.55 | 35 | 22.5
302.9746 | 10 | 129.55 | 35 | 25
302.9746 | 10 | 129.55 | 45 | 15
302.9746 | 10 | 129.55 | 45 | 17.5
302.9746 | 10 | 129.55 | 45 | 20
302.9746 | 10 | 129.55 | 45 | 22.5
302.9746 | 10 | 129.55 | 45 | 25
302.9746 | 10 | 129.55 | 50 | 15
302.9746 | 10 | 129.55 | 50 | 17.5
302.9746 | 10 | 129.55 | 50 | 20
302.9746 | 10 | 129.55 | 50 | 22.5
302.9746 | 10 | 129.55 | 50 | 25
302.9746 | 10 | 129.55 | 57.5 | 15
302.9746 | 10 | 129.55 | 57.5 | 17.5
302.9746 | 10 | 129.55 | 57.5 | 20
302.9746 | 10 | 129.55 | 57.5 | 22.5
302.9746 | 10 | 129.55 | 57.5 | 25
302.9746 | 10 | 129.55 | 60 | 15
302.9746 | 10 | 129.55 | 60 | 17.5
302.9746 | 10 | 129.55 | 60 | 20
302.9746 | 10 | 129.55 | 60 | 22.5
302.9746 | 10 | 129.55 | 60 | 25
302.9746 | 10 | 145 | 35 | 15
302.9746 | 10 | 145 | 35 | 17.5
302.9746 | 10 | 145 | 35 | 20
302.9746 | 10 | 145 | 35 | 22.5
302.9746 | 10 | 145 | 35 | 25
302.9746 | 10 | 145 | 45 | 15
302.9746 | 10 | 145 | 45 | 17.5
302.9746 | 10 | 145 | 45 | 20
302.9746 | 10 | 145 | 45 | 22.5
302.9746 | 10 | 145 | 45 | 25
302.9746 | 10 | 145 | 50 | 15
302.9746 | 10 | 145 | 50 | 17.5
302.9746 | 10 | 145 | 50 | 20
302.9746 | 10 | 145 | 50 | 22.5
302.9746 | 10 | 145 | 50 | 25
302.9746 | 10 | 145 | 57.5 | 15
302.9746 | 10 | 145 | 57.5 | 17.5
302.9746 | 10 | 145 | 57.5 | 20
302.9746 | 10 | 145 | 57.5 | 22.5
302.9746 | 10 | 145 | 57.5 | 25
302.9746 | 10 | 145 | 60 | 15
302.9746 | 10 | 145 | 60 | 17.5
302.9746 | 10 | 145 | 60 | 20
302.9746 | 10 | 145 | 60 | 22.5
302.9746 | 10 | 145 | 60 | 25
302.9746 | 10 | 160 | 35 | 15
302.9746 | 10 | 160 | 35 | 17.5
302.9746 | 10 | 160 | 35 | 20
302.9746 | 10 | 160 | 35 | 22.5
302.9746 | 10 | 160 | 35 | 25
302.9746 | 10 | 160 | 45 | 15
302.9746 | 10 | 160 | 45 | 17.5
302.9746 | 10 | 160 | 45 | 20
302.9746 | 10 | 160 | 45 | 22.5
302.9746 | 10 | 160 | 45 | 25
302.9746 | 10 | 160 | 50 | 15
302.9746 | 10 | 160 | 50 | 17.5
302.9746 | 10 | 160 | 50 | 20
302.9746 | 10 | 160 | 50 | 22.5
302.9746 | 10 | 160 | 50 | 25
302.9746 | 10 | 160 | 57.5 | 15
302.9746 | 10 | 160 | 57.5 | 17.5
302.9746 | 10 | 160 | 57.5 | 20
302.9746 | 10 | 160 | 57.5 | 22.5
302.9746 | 10 | 160 | 57.5 | 25
302.9746 | 10 | 160 | 60 | 15
302.9746 | 10 | 160 | 60 | 17.5
302.9746 | 10 | 160 | 60 | 20
302.9746 | 10 | 160 | 60 | 22.5
302.9746 | 10 | 160 | 60 | 25
605.9491 | 30 | 85 | 35 | 15
605.9491 | 30 | 85 | 35 | 17.5
605.9491 | 30 | 85 | 35 | 20
605.9491 | 30 | 85 | 35 | 22.5
605.9491 | 30 | 85 | 35 | 25
605.9491 | 30 | 85 | 45 | 15
605.9491 | 30 | 85 | 45 | 17.5
605.9491 | 30 | 85 | 45 | 20
605.9491 | 30 | 85 | 45 | 22.5
605.9491 | 30 | 85 | 45 | 25
605.9491 | 30 | 85 | 50 | 15
605.9491 | 30 | 85 | 50 | 17.5
605.9491 | 30 | 85 | 50 | 20
605.9491 | 30 | 85 | 50 | 22.5
605.9491 | 30 | 85 | 50 | 25
605.9491 | 30 | 85 | 57.5 | 15
605.9491 | 30 | 85 | 57.5 | 17.5
605.9491 | 30 | 85 | 57.5 | 20
605.9491 | 30 | 85 | 57.5 | 22.5
605.9491 | 30 | 85 | 57.5 | 25
605.9491 | 30 | 85 | 60 | 15
605.9491 | 30 | 85 | 60 | 17.5
605.9491 | 30 | 85 | 60 | 20
605.9491 | 30 | 85 | 60 | 22.5
605.9491 | 30 | 85 | 60 | 25
605.9491 | 30 | 100 | 35 | 15
605.9491 | 30 | 100 | 35 | 17.5
605.9491 | 30 | 100 | 35 | 20
605.9491 | 30 | 100 | 35 | 22.5
605.9491 | 30 | 100 | 35 | 25
605.9491 | 30 | 100 | 45 | 15
605.9491 | 30 | 100 | 45 | 17.5
605.9491 | 30 | 100 | 45 | 20
605.9491 | 30 | 100 | 45 | 22.5
605.9491 | 30 | 100 | 45 | 25
605.9491 | 30 | 100 | 50 | 15
605.9491 | 30 | 100 | 50 | 17.5
605.9491 | 30 | 100 | 50 | 20
605.9491 | 30 | 100 | 50 | 22.5
605.9491 | 30 | 100 | 50 | 25
605.9491 | 30 | 100 | 57.5 | 15
605.9491 | 30 | 100 | 57.5 | 17.5
605.9491 | 30 | 100 | 57.5 | 20
605.9491 | 30 | 100 | 57.5 | 22.5
605.9491 | 30 | 100 | 57.5 | 25
605.9491 | 30 | 100 | 60 | 15
605.9491 | 30 | 100 | 60 | 17.5
605.9491 | 30 | 100 | 60 | 20
605.9491 | 30 | 100 | 60 | 22.5
605.9491 | 30 | 100 | 60 | 25
605.9491 | 30 | 115 | 35 | 15
605.9491 | 30 | 115 | 35 | 17.5
605.9491 | 30 | 115 | 35 | 20
605.9491 | 30 | 115 | 35 | 22.5
605.9491 | 30 | 115 | 35 | 25
605.9491 | 30 | 115 | 45 | 15
605.9491 | 30 | 115 | 45 | 17.5
605.9491 | 30 | 115 | 45 | 20
605.9491 | 30 | 115 | 45 | 22.5
605.9491 | 30 | 115 | 45 | 25
605.9491 | 30 | 115 | 50 | 15
605.9491 | 30 | 115 | 50 | 17.5
605.9491 | 30 | 115 | 50 | 20
605.9491 | 30 | 115 | 50 | 22.5
605.9491 | 30 | 115 | 50 | 25
605.9491 | 30 | 115 | 57.5 | 15
605.9491 | 30 | 115 | 57.5 | 17.5
605.9491 | 30 | 115 | 57.5 | 20
605.9491 | 30 | 115 | 57.5 | 22.5
605.9491 | 30 | 115 | 57.5 | 25
605.9491 | 30 | 115 | 60 | 15
605.9491 | 30 | 115 | 60 | 17.5
605.9491 | 30 | 115 | 60 | 20
605.9491 | 30 | 115 | 60 | 22.5
605.9491 | 30 | 115 | 60 | 25
605.9491 | 30 | 129.55 | 35 | 15
605.9491 | 30 | 129.55 | 35 | 17.5
605.9491 | 30 | 129.55 | 35 | 20
605.9491 | 30 | 129.55 | 35 | 22.5
605.9491 | 30 | 129.55 | 35 | 25
605.9491 | 30 | 129.55 | 45 | 15
605.9491 | 30 | 129.55 | 45 | 17.5
605.9491 | 30 | 129.55 | 45 | 20
605.9491 | 30 | 129.55 | 45 | 22.5
605.9491 | 30 | 129.55 | 45 | 25
605.9491 | 30 | 129.55 | 50 | 15
605.9491 | 30 | 129.55 | 50 | 17.5
605.9491 | 30 | 129.55 | 50 | 20
605.9491 | 30 | 129.55 | 50 | 22.5
605.9491 | 30 | 129.55 | 50 | 25
605.9491 | 30 | 129.55 | 57.5 | 15
605.9491 | 30 | 129.55 | 57.5 | 17.5
605.9491 | 30 | 129.55 | 57.5 | 20
605.9491 | 30 | 129.55 | 57.5 | 22.5
605.9491 | 30 | 129.55 | 57.5 | 25
605.9491 | 30 | 129.55 | 60 | 15
605.9491 | 30 | 129.55 | 60 | 17.5
605.9491 | 30 | 129.55 | 60 | 20
605.9491 | 30 | 129.55 | 60 | 22.5
605.9491 | 30 | 129.55 | 60 | 25
605.9491 | 30 | 145 | 35 | 15
605.9491 | 30 | 145 | 35 | 17.5
605.9491 | 30 | 145 | 35 | 20
605.9491 | 30 | 145 | 35 | 22.5
605.9491 | 30 | 145 | 35 | 25
605.9491 | 30 | 145 | 45 | 15
605.9491 | 30 | 145 | 45 | 17.5
605.9491 | 30 | 145 | 45 | 20
605.9491 | 30 | 145 | 45 | 22.5
605.9491 | 30 | 145 | 45 | 25
605.9491 | 30 | 145 | 50 | 15
605.9491 | 30 | 145 | 50 | 17.5
605.9491 | 30 | 145 | 50 | 20
605.9491 | 30 | 145 | 50 | 22.5
605.9491 | 30 | 145 | 50 | 25
605.9491 | 30 | 145 | 57.5 | 15
605.9491 | 30 | 145 | 57.5 | 17.5
605.9491 | 30 | 145 | 57.5 | 20
605.9491 | 30 | 145 | 57.5 | 22.5
605.9491 | 30 | 145 | 57.5 | 25
605.9491 | 30 | 145 | 60 | 15
605.9491 | 30 | 145 | 60 | 17.5
605.9491 | 30 | 145 | 60 | 20
605.9491 | 30 | 145 | 60 | 22.5
605.9491 | 30 | 145 | 60 | 25
605.9491 | 30 | 160 | 35 | 15
605.9491 | 30 | 160 | 35 | 17.5
605.9491 | 30 | 160 | 35 | 20
605.9491 | 30 | 160 | 35 | 22.5
605.9491 | 30 | 160 | 35 | 25
605.9491 | 30 | 160 | 45 | 15
605.9491 | 30 | 160 | 45 | 17.5
605.9491 | 30 | 160 | 45 | 20
605.9491 | 30 | 160 | 45 | 22.5
605.9491 | 30 | 160 | 45 | 25
605.9491 | 30 | 160 | 50 | 15
605.9491 | 30 | 160 | 50 | 17.5
605.9491 | 30 | 160 | 50 | 20
605.9491 | 30 | 160 | 50 | 22.5
605.9491 | 30 | 160 | 50 | 25
605.9491 | 30 | 160 | 57.5 | 15
605.9491 | 30 | 160 | 57.5 | 17.5
605.9491 | 30 | 160 | 57.5 | 20
605.9491 | 30 | 160 | 57.5 | 22.5
605.9491 | 30 | 160 | 57.5 | 25
605.9491 | 30 | 160 | 60 | 15
605.9491 | 30 | 160 | 60 | 17.5
605.9491 | 30 | 160 | 60 | 20
605.9491 | 30 | 160 | 60 | 22.5
605.9491 | 30 | 160 | 60 | 25
605.9491 | 25 | 85 | 35 | 15
605.9491 | 25 | 85 | 35 | 17.5
605.9491 | 25 | 85 | 35 | 20
605.9491 | 25 | 85 | 35 | 22.5
605.9491 | 25 | 85 | 35 | 25
605.9491 | 25 | 85 | 45 | 15
605.9491 | 25 | 85 | 45 | 17.5
605.9491 | 25 | 85 | 45 | 20
605.9491 | 25 | 85 | 45 | 22.5
605.9491 | 25 | 85 | 45 | 25
605.9491 | 25 | 85 | 50 | 15
605.9491 | 25 | 85 | 50 | 17.5
605.9491 | 25 | 85 | 50 | 20
605.9491 | 25 | 85 | 50 | 22.5
605.9491 | 25 | 85 | 50 | 25
605.9491 | 25 | 85 | 57.5 | 15
605.9491 | 25 | 85 | 57.5 | 17.5
605.9491 | 25 | 85 | 57.5 | 20
605.9491 | 25 | 85 | 57.5 | 22.5
605.9491 | 25 | 85 | 57.5 | 25
605.9491 | 25 | 85 | 60 | 15
605.9491 | 25 | 85 | 60 | 17.5
605.9491 | 25 | 85 | 60 | 20
605.9491 | 25 | 85 | 60 | 22.5
605.9491 | 25 | 85 | 60 | 25
605.9491 | 25 | 100 | 35 | 15
605.9491 | 25 | 100 | 35 | 17.5
605.9491 | 25 | 100 | 35 | 20
605.9491 | 25 | 100 | 35 | 22.5
605.9491 | 25 | 100 | 35 | 25
605.9491 | 25 | 100 | 45 | 15
605.9491 | 25 | 100 | 45 | 17.5
605.9491 | 25 | 100 | 45 | 20
605.9491 | 25 | 100 | 45 | 22.5
605.9491 | 25 | 100 | 45 | 25
605.9491 | 25 | 100 | 50 | 15
605.9491 | 25 | 100 | 50 | 17.5
605.9491 | 25 | 100 | 50 | 20
605.9491 | 25 | 100 | 50 | 22.5
605.9491 | 25 | 100 | 50 | 25
605.9491 | 25 | 100 | 57.5 | 15
605.9491 | 25 | 100 | 57.5 | 17.5
605.9491 | 25 | 100 | 57.5 | 20
605.9491 | 25 | 100 | 57.5 | 22.5
605.9491 | 25 | 100 | 57.5 | 25
605.9491 | 25 | 100 | 60 | 15
605.9491 | 25 | 100 | 60 | 17.5
605.9491 | 25 | 100 | 60 | 20
605.9491 | 25 | 100 | 60 | 22.5
605.9491 | 25 | 100 | 60 | 25
605.9491 | 25 | 115 | 35 | 15
605.9491 | 25 | 115 | 35 | 17.5
605.9491 | 25 | 115 | 35 | 20
605.9491 | 25 | 115 | 35 | 22.5
605.9491 | 25 | 115 | 35 | 25
605.9491 | 25 | 115 | 45 | 15
605.9491 | 25 | 115 | 45 | 17.5
605.9491 | 25 | 115 | 45 | 20
605.9491 | 25 | 115 | 45 | 22.5
605.9491 | 25 | 115 | 45 | 25
605.9491 | 25 | 115 | 50 | 15
605.9491 | 25 | 115 | 50 | 17.5
605.9491 | 25 | 115 | 50 | 20
605.9491 | 25 | 115 | 50 | 22.5
605.9491 | 25 | 115 | 50 | 25
605.9491 | 25 | 115 | 57.5 | 15
605.9491 | 25 | 115 | 57.5 | 17.5
605.9491 | 25 | 115 | 57.5 | 20
605.9491 | 25 | 115 | 57.5 | 22.5
605.9491 | 25 | 115 | 57.5 | 25
605.9491 | 25 | 115 | 60 | 15
605.9491 | 25 | 115 | 60 | 17.5
605.9491 | 25 | 115 | 60 | 20
605.9491 | 25 | 115 | 60 | 22.5
605.9491 | 25 | 115 | 60 | 25
605.9491 | 25 | 129.55 | 35 | 15
605.9491 | 25 | 129.55 | 35 | 17.5
605.9491 | 25 | 129.55 | 35 | 20
605.9491 | 25 | 129.55 | 35 | 22.5
605.9491 | 25 | 129.55 | 35 | 25
605.9491 | 25 | 129.55 | 45 | 15
605.9491 | 25 | 129.55 | 45 | 17.5
605.9491 | 25 | 129.55 | 45 | 20
605.9491 | 25 | 129.55 | 45 | 22.5
605.9491 | 25 | 129.55 | 45 | 25
605.9491 | 25 | 129.55 | 50 | 15
605.9491 | 25 | 129.55 | 50 | 17.5
605.9491 | 25 | 129.55 | 50 | 20
605.9491 | 25 | 129.55 | 50 | 22.5
605.9491 | 25 | 129.55 | 50 | 25
605.9491 | 25 | 129.55 | 57.5 | 15
605.9491 | 25 | 129.55 | 57.5 | 17.5
605.9491 | 25 | 129.55 | 57.5 | 20
605.9491 | 25 | 129.55 | 57.5 | 22.5
605.9491 | 25 | 129.55 | 57.5 | 25
605.9491 | 25 | 129.55 | 60 | 15
605.9491 | 25 | 129.55 | 60 | 17.5
605.9491 | 25 | 129.55 | 60 | 20
605.9491 | 25 | 129.55 | 60 | 22.5
605.9491 | 25 | 129.55 | 60 | 25
605.9491 | 25 | 145 | 35 | 15
605.9491 | 25 | 145 | 35 | 17.5
605.9491 | 25 | 145 | 35 | 20
605.9491 | 25 | 145 | 35 | 22.5
605.9491 | 25 | 145 | 35 | 25
605.9491 | 25 | 145 | 45 | 15
605.9491 | 25 | 145 | 45 | 17.5
605.9491 | 25 | 145 | 45 | 20
605.9491 | 25 | 145 | 45 | 22.5
605.9491 | 25 | 145 | 45 | 25
605.9491 | 25 | 145 | 50 | 15
605.9491 | 25 | 145 | 50 | 17.5
605.9491 | 25 | 145 | 50 | 20
605.9491 | 25 | 145 | 50 | 22.5
605.9491 | 25 | 145 | 50 | 25
605.9491 | 25 | 145 | 57.5 | 15
605.9491 | 25 | 145 | 57.5 | 17.5
605.9491 | 25 | 145 | 57.5 | 20
605.9491 | 25 | 145 | 57.5 | 22.5
605.9491 | 25 | 145 | 57.5 | 25
605.9491 | 25 | 145 | 60 | 15
605.9491 | 25 | 145 | 60 | 17.5
605.9491 | 25 | 145 | 60 | 20
605.9491 | 25 | 145 | 60 | 22.5
605.9491 | 25 | 145 | 60 | 25
605.9491 | 25 | 160 | 35 | 15
605.9491 | 25 | 160 | 35 | 17.5
605.9491 | 25 | 160 | 35 | 20
605.9491 | 25 | 160 | 35 | 22.5
605.9491 | 25 | 160 | 35 | 25
605.9491 | 25 | 160 | 45 | 15
605.9491 | 25 | 160 | 45 | 17.5
605.9491 | 25 | 160 | 45 | 20
605.9491 | 25 | 160 | 45 | 22.5
605.9491 | 25 | 160 | 45 | 25
605.9491 | 25 | 160 | 50 | 15
605.9491 | 25 | 160 | 50 | 17.5
605.9491 | 25 | 160 | 50 | 20
605.9491 | 25 | 160 | 50 | 22.5
605.9491 | 25 | 160 | 50 | 25
605.9491 | 25 | 160 | 57.5 | 15
605.9491 | 25 | 160 | 57.5 | 17.5
605.9491 | 25 | 160 | 57.5 | 20
605.9491 | 25 | 160 | 57.5 | 22.5
605.9491 | 25 | 160 | 57.5 | 25
605.9491 | 25 | 160 | 60 | 15
605.9491 | 25 | 160 | 60 | 17.5
605.9491 | 25 | 160 | 60 | 20
605.9491 | 25 | 160 | 60 | 22.5
605.9491 | 25 | 160 | 60 | 25
605.9491 | 20 | 85 | 35 | 15
605.9491 | 20 | 85 | 35 | 17.5
605.9491 | 20 | 85 | 35 | 20
605.9491 | 20 | 85 | 35 | 22.5
605.9491 | 20 | 85 | 35 | 25
605.9491 | 20 | 85 | 45 | 15
605.9491 | 20 | 85 | 45 | 17.5
605.9491 | 20 | 85 | 45 | 20
605.9491 | 20 | 85 | 45 | 22.5
605.9491 | 20 | 85 | 45 | 25
605.9491 | 20 | 85 | 50 | 15
605.9491 | 20 | 85 | 50 | 17.5
605.9491 | 20 | 85 | 50 | 20
605.9491 | 20 | 85 | 50 | 22.5
605.9491 | 20 | 85 | 50 | 25
605.9491 | 20 | 85 | 57.5 | 15
605.9491 | 20 | 85 | 57.5 | 17.5
605.9491 | 20 | 85 | 57.5 | 20
605.9491 | 20 | 85 | 57.5 | 22.5
605.9491 | 20 | 85 | 57.5 | 25
605.9491 | 20 | 85 | 60 | 15
605.9491 | 20 | 85 | 60 | 17.5
605.9491 | 20 | 85 | 60 | 20
605.9491 | 20 | 85 | 60 | 22.5
605.9491 | 20 | 85 | 60 | 25
605.9491 | 20 | 100 | 35 | 15
605.9491 | 20 | 100 | 35 | 17.5
605.9491 | 20 | 100 | 35 | 20
605.9491 | 20 | 100 | 35 | 22.5
605.9491 | 20 | 100 | 35 | 25
605.9491 | 20 | 100 | 45 | 15
605.9491 | 20 | 100 | 45 | 17.5
605.9491 | 20 | 100 | 45 | 20
605.9491 | 20 | 100 | 45 | 22.5
605.9491 | 20 | 100 | 45 | 25
605.9491 | 20 | 100 | 50 | 15
605.9491 | 20 | 100 | 50 | 17.5
605.9491 | 20 | 100 | 50 | 20
605.9491 | 20 | 100 | 50 | 22.5
605.9491 | 20 | 100 | 50 | 25
605.9491 | 20 | 100 | 57.5 | 15
605.9491 | 20 | 100 | 57.5 | 17.5
605.9491 | 20 | 100 | 57.5 | 20
605.9491 | 20 | 100 | 57.5 | 22.5
605.9491 | 20 | 100 | 57.5 | 25
605.9491 | 20 | 100 | 60 | 15
605.9491 | 20 | 100 | 60 | 17.5
605.9491 | 20 | 100 | 60 | 20
605.9491 | 20 | 100 | 60 | 22.5
605.9491 | 20 | 100 | 60 | 25
605.9491 | 20 | 115 | 35 | 15
605.9491 | 20 | 115 | 35 | 17.5
605.9491 | 20 | 115 | 35 | 20
605.9491 | 20 | 115 | 35 | 22.5
605.9491 | 20 | 115 | 35 | 25
605.9491 | 20 | 115 | 45 | 15
605.9491 | 20 | 115 | 45 | 17.5
605.9491 | 20 | 115 | 45 | 20
605.9491 | 20 | 115 | 45 | 22.5
605.9491 | 20 | 115 | 45 | 25
605.9491 | 20 | 115 | 50 | 15
605.9491 | 20 | 115 | 50 | 17.5
605.9491 | 20 | 115 | 50 | 20
605.9491 | 20 | 115 | 50 | 22.5
605.9491 | 20 | 115 | 50 | 25
605.9491 | 20 | 115 | 57.5 | 15
605.9491 | 20 | 115 | 57.5 | 17.5
605.9491 | 20 | 115 | 57.5 | 20
605.9491 | 20 | 115 | 57.5 | 22.5
605.9491 | 20 | 115 | 57.5 | 25
605.9491 | 20 | 115 | 60 | 15
605.9491 | 20 | 115 | 60 | 17.5
605.9491 | 20 | 115 | 60 | 20
605.9491 | 20 | 115 | 60 | 22.5
605.9491 | 20 | 115 | 60 | 25
605.9491 | 20 | 129.55 | 35 | 15
605.9491 | 20 | 129.55 | 35 | 17.5
605.9491 | 20 | 129.55 | 35 | 20
605.9491 | 20 | 129.55 | 35 | 22.5
605.9491 | 20 | 129.55 | 35 | 25
605.9491 | 20 | 129.55 | 45 | 15
605.9491 | 20 | 129.55 | 45 | 17.5
605.9491 | 20 | 129.55 | 45 | 20
605.9491 | 20 | 129.55 | 45 | 22.5
605.9491 | 20 | 129.55 | 45 | 25
605.9491 | 20 | 129.55 | 50 | 15
605.9491 | 20 | 129.55 | 50 | 17.5
605.9491 | 20 | 129.55 | 50 | 20
605.9491 | 20 | 129.55 | 50 | 22.5
605.9491 | 20 | 129.55 | 50 | 25
605.9491 | 20 | 129.55 | 57.5 | 15
605.9491 | 20 | 129.55 | 57.5 | 17.5
605.9491 | 20 | 129.55 | 57.5 | 20
605.9491 | 20 | 129.55 | 57.5 | 22.5
605.9491 | 20 | 129.55 | 57.5 | 25
605.9491 | 20 | 129.55 | 60 | 15
605.9491 | 20 | 129.55 | 60 | 17.5
605.9491 | 20 | 129.55 | 60 | 20
605.9491 | 20 | 129.55 | 60 | 22.5
605.9491 | 20 | 129.55 | 60 | 25
605.9491 | 20 | 145 | 35 | 15
605.9491 | 20 | 145 | 35 | 17.5
605.9491 | 20 | 145 | 35 | 20
605.9491 | 20 | 145 | 35 | 22.5
605.9491 | 20 | 145 | 35 | 25
605.9491 | 20 | 145 | 45 | 15
605.9491 | 20 | 145 | 45 | 17.5
605.9491 | 20 | 145 | 45 | 20
605.9491 | 20 | 145 | 45 | 22.5
605.9491 | 20 | 145 | 45 | 25
605.9491 | 20 | 145 | 50 | 15
605.9491 | 20 | 145 | 50 | 17.5
605.9491 | 20 | 145 | 50 | 20
605.9491 | 20 | 145 | 50 | 22.5
605.9491 | 20 | 145 | 50 | 25
605.9491 | 20 | 145 | 57.5 | 15
605.9491 | 20 | 145 | 57.5 | 17.5
605.9491 | 20 | 145 | 57.5 | 20
605.9491 | 20 | 145 | 57.5 | 22.5
605.9491 | 20 | 145 | 57.5 | 25
605.9491 | 20 | 145 | 60 | 15
605.9491 | 20 | 145 | 60 | 17.5
605.9491 | 20 | 145 | 60 | 20
605.9491 | 20 | 145 | 60 | 22.5
605.9491 | 20 | 145 | 60 | 25
605.9491 | 20 | 160 | 35 | 15
605.9491 | 20 | 160 | 35 | 17.5
605.9491 | 20 | 160 | 35 | 20
605.9491 | 20 | 160 | 35 | 22.5
605.9491 | 20 | 160 | 35 | 25
605.9491 | 20 | 160 | 45 | 15
605.9491 | 20 | 160 | 45 | 17.5
605.9491 | 20 | 160 | 45 | 20
605.9491 | 20 | 160 | 45 | 22.5
605.9491 | 20 | 160 | 45 | 25
605.9491 | 20 | 160 | 50 | 15
605.9491 | 20 | 160 | 50 | 17.5
605.9491 | 20 | 160 | 50 | 20
605.9491 | 20 | 160 | 50 | 22.5
605.9491 | 20 | 160 | 50 | 25
605.9491 | 20 | 160 | 57.5 | 15
605.9491 | 20 | 160 | 57.5 | 17.5
605.9491 | 20 | 160 | 57.5 | 20
605.9491 | 20 | 160 | 57.5 | 22.5
605.9491 | 20 | 160 | 57.5 | 25
605.9491 | 20 | 160 | 60 | 15
605.9491 | 20 | 160 | 60 | 17.5
605.9491 | 20 | 160 | 60 | 20
605.9491 | 20 | 160 | 60 | 22.5
605.9491 | 20 | 160 | 60 | 25
605.9491 | 15 | 85 | 35 | 15
605.9491 | 15 | 85 | 35 | 17.5
605.9491 | 15 | 85 | 35 | 20
605.9491 | 15 | 85 | 35 | 22.5
605.9491 | 15 | 85 | 35 | 25
605.9491 | 15 | 85 | 45 | 15
605.9491 | 15 | 85 | 45 | 17.5
605.9491 | 15 | 85 | 45 | 20
605.9491 | 15 | 85 | 45 | 22.5
605.9491 | 15 | 85 | 45 | 25
605.9491 | 15 | 85 | 50 | 15
605.9491 | 15 | 85 | 50 | 17.5
605.9491 | 15 | 85 | 50 | 20
605.9491 | 15 | 85 | 50 | 22.5
605.9491 | 15 | 85 | 50 | 25
605.9491 | 15 | 85 | 57.5 | 15
605.9491 | 15 | 85 | 57.5 | 17.5
605.9491 | 15 | 85 | 57.5 | 20
605.9491 | 15 | 85 | 57.5 | 22.5
605.9491 | 15 | 85 | 57.5 | 25
605.9491 | 15 | 85 | 60 | 15
605.9491 | 15 | 85 | 60 | 17.5
605.9491 | 15 | 85 | 60 | 20
605.9491 | 15 | 85 | 60 | 22.5
605.9491 | 15 | 85 | 60 | 25
605.9491 | 15 | 100 | 35 | 15
605.9491 | 15 | 100 | 35 | 17.5
605.9491 | 15 | 100 | 35 | 20
605.9491 | 15 | 100 | 35 | 22.5
605.9491 | 15 | 100 | 35 | 25
605.9491 | 15 | 100 | 45 | 15
605.9491 | 15 | 100 | 45 | 17.5
605.9491 | 15 | 100 | 45 | 20
605.9491 | 15 | 100 | 45 | 22.5
605.9491 | 15 | 100 | 45 | 25
605.9491 | 15 | 100 | 50 | 15
605.9491 | 15 | 100 | 50 | 17.5
605.9491 | 15 | 100 | 50 | 20
605.9491 | 15 | 100 | 50 | 22.5
605.9491 | 15 | 100 | 50 | 25
605.9491 | 15 | 100 | 57.5 | 15
605.9491 | 15 | 100 | 57.5 | 17.5
605.9491 | 15 | 100 | 57.5 | 20
605.9491 | 15 | 100 | 57.5 | 22.5
605.9491 | 15 | 100 | 57.5 | 25
605.9491 | 15 | 100 | 60 | 15
605.9491 | 15 | 100 | 60 | 17.5
605.9491 | 15 | 100 | 60 | 20
605.9491 | 15 | 100 | 60 | 22.5
605.9491 | 15 | 100 | 60 | 25
605.9491 | 15 | 115 | 35 | 15
605.9491 | 15 | 115 | 35 | 17.5
605.9491 | 15 | 115 | 35 | 20
605.9491 | 15 | 115 | 35 | 22.5
605.9491 | 15 | 115 | 35 | 25
605.9491 | 15 | 115 | 45 | 15
605.9491 | 15 | 115 | 45 | 17.5
605.9491 | 15 | 115 | 45 | 20
605.9491 | 15 | 115 | 45 | 22.5
605.9491 | 15 | 115 | 45 | 25
605.9491 | 15 | 115 | 50 | 15
605.9491 | 15 | 115 | 50 | 17.5
605.9491 | 15 | 115 | 50 | 20
605.9491 | 15 | 115 | 50 | 22.5
605.9491 | 15 | 115 | 50 | 25
605.9491 | 15 | 115 | 57.5 | 15
605.9491 | 15 | 115 | 57.5 | 17.5
605.9491 | 15 | 115 | 57.5 | 20
605.9491 | 15 | 115 | 57.5 | 22.5
605.9491 | 15 | 115 | 57.5 | 25
605.9491 | 15 | 115 | 60 | 15
605.9491 | 15 | 115 | 60 | 17.5
605.9491 | 15 | 115 | 60 | 20
605.9491 | 15 | 115 | 60 | 22.5
605.9491 | 15 | 115 | 60 | 25
605.9491 | 15 | 129.55 | 35 | 15
605.9491 | 15 | 129.55 | 35 | 17.5
605.9491 | 15 | 129.55 | 35 | 20
605.9491 | 15 | 129.55 | 35 | 22.5
605.9491 | 15 | 129.55 | 35 | 25
605.9491 | 15 | 129.55 | 45 | 15
605.9491 | 15 | 129.55 | 45 | 17.5
605.9491 | 15 | 129.55 | 45 | 20
605.9491 | 15 | 129.55 | 45 | 22.5
605.9491 | 15 | 129.55 | 45 | 25
605.9491 | 15 | 129.55 | 50 | 15
605.9491 | 15 | 129.55 | 50 | 17.5
605.9491 | 15 | 129.55 | 50 | 20
605.9491 | 15 | 129.55 | 50 | 22.5
605.9491 | 15 | 129.55 | 50 | 25
605.9491 | 15 | 129.55 | 57.5 | 15
605.9491 | 15 | 129.55 | 57.5 | 17.5
605.9491 | 15 | 129.55 | 57.5 | 20
605.9491 | 15 | 129.55 | 57.5 | 22.5
605.9491 | 15 | 129.55 | 57.5 | 25
605.9491 | 15 | 129.55 | 60 | 15
605.9491 | 15 | 129.55 | 60 | 17.5
605.9491 | 15 | 129.55 | 60 | 20
605.9491 | 15 | 129.55 | 60 | 22.5
605.9491 | 15 | 129.55 | 60 | 25
605.9491 | 15 | 145 | 35 | 15
605.9491 | 15 | 145 | 35 | 17.5
605.9491 | 15 | 145 | 35 | 20
605.9491 | 15 | 145 | 35 | 22.5
605.9491 | 15 | 145 | 35 | 25
605.9491 | 15 | 145 | 45 | 15
605.9491 | 15 | 145 | 45 | 17.5
605.9491 | 15 | 145 | 45 | 20
605.9491 | 15 | 145 | 45 | 22.5
605.9491 | 15 | 145 | 45 | 25
605.9491 | 15 | 145 | 50 | 15
605.9491 | 15 | 145 | 50 | 17.5
605.9491 | 15 | 145 | 50 | 20
605.9491 | 15 | 145 | 50 | 22.5
605.9491 | 15 | 145 | 50 | 25
605.9491 | 15 | 145 | 57.5 | 15
605.9491 | 15 | 145 | 57.5 | 17.5
605.9491 | 15 | 145 | 57.5 | 20
605.9491 | 15 | 145 | 57.5 | 22.5
605.9491 | 15 | 145 | 57.5 | 25
605.9491 | 15 | 145 | 60 | 15
605.9491 | 15 | 145 | 60 | 17.5
605.9491 | 15 | 145 | 60 | 20
605.9491 | 15 | 145 | 60 | 22.5
605.9491 | 15 | 145 | 60 | 25
605.9491 | 15 | 160 | 35 | 15
605.9491 | 15 | 160 | 35 | 17.5
605.9491 | 15 | 160 | 35 | 20
605.9491 | 15 | 160 | 35 | 22.5
605.9491 | 15 | 160 | 35 | 25
605.9491 | 15 | 160 | 45 | 15
605.9491 | 15 | 160 | 45 | 17.5
605.9491 | 15 | 160 | 45 | 20
605.9491 | 15 | 160 | 45 | 22.5
605.9491 | 15 | 160 | 45 | 25
605.9491 | 15 | 160 | 50 | 15
605.9491 | 15 | 160 | 50 | 17.5
605.9491 | 15 | 160 | 50 | 20
605.9491 | 15 | 160 | 50 | 22.5
605.9491 | 15 | 160 | 50 | 25
605.9491 | 15 | 160 | 57.5 | 15
605.9491 | 15 | 160 | 57.5 | 17.5
605.9491 | 15 | 160 | 57.5 | 20
605.9491 | 15 | 160 | 57.5 | 22.5
605.9491 | 15 | 160 | 57.5 | 25
605.9491 | 15 | 160 | 60 | 15
605.9491 | 15 | 160 | 60 | 17.5
605.9491 | 15 | 160 | 60 | 20
605.9491 | 15 | 160 | 60 | 22.5
605.9491 | 15 | 160 | 60 | 25
605.9491 | 10 | 85 | 35 | 15
605.9491 | 10 | 85 | 35 | 17.5
605.9491 | 10 | 85 | 35 | 20
605.9491 | 10 | 85 | 35 | 22.5
605.9491 | 10 | 85 | 35 | 25
605.9491 | 10 | 85 | 45 | 15
605.9491 | 10 | 85 | 45 | 17.5
605.9491 | 10 | 85 | 45 | 20
605.9491 | 10 | 85 | 45 | 22.5
605.9491 | 10 | 85 | 45 | 25
605.9491 | 10 | 85 | 50 | 15
605.9491 | 10 | 85 | 50 | 17.5
605.9491 | 10 | 85 | 50 | 20
605.9491 | 10 | 85 | 50 | 22.5
605.9491 | 10 | 85 | 50 | 25
605.9491 | 10 | 85 | 57.5 | 15
605.9491 | 10 | 85 | 57.5 | 17.5
605.9491 | 10 | 85 | 57.5 | 20
605.9491 | 10 | 85 | 57.5 | 22.5
605.9491 | 10 | 85 | 57.5 | 25
605.9491 | 10 | 85 | 60 | 15
605.9491 | 10 | 85 | 60 | 17.5
605.9491 | 10 | 85 | 60 | 20
605.9491 | 10 | 85 | 60 | 22.5
605.9491 | 10 | 85 | 60 | 25
605.9491 | 10 | 100 | 35 | 15
605.9491 | 10 | 100 | 35 | 17.5
605.9491 | 10 | 100 | 35 | 20
605.9491 | 10 | 100 | 35 | 22.5
605.9491 | 10 | 100 | 35 | 25
605.9491 | 10 | 100 | 45 | 15
605.9491 | 10 | 100 | 45 | 17.5
605.9491 | 10 | 100 | 45 | 20
605.9491 | 10 | 100 | 45 | 22.5
605.9491 | 10 | 100 | 45 | 25
605.9491 | 10 | 100 | 50 | 15
605.9491 | 10 | 100 | 50 | 17.5
605.9491 | 10 | 100 | 50 | 20
605.9491 | 10 | 100 | 50 | 22.5
605.9491 | 10 | 100 | 50 | 25
605.9491 | 10 | 100 | 57.5 | 15
605.9491 | 10 | 100 | 57.5 | 17.5
605.9491 | 10 | 100 | 57.5 | 20
605.9491 | 10 | 100 | 57.5 | 22.5
605.9491 | 10 | 100 | 57.5 | 25
605.9491 | 10 | 100 | 60 | 15
605.9491 | 10 | 100 | 60 | 17.5
605.9491 | 10 | 100 | 60 | 20
605.9491 | 10 | 100 | 60 | 22.5
605.9491 | 10 | 100 | 60 | 25
605.9491 | 10 | 115 | 35 | 15
605.9491 | 10 | 115 | 35 | 17.5
605.9491 | 10 | 115 | 35 | 20
605.9491 | 10 | 115 | 35 | 22.5
605.9491 | 10 | 115 | 35 | 25
605.9491 | 10 | 115 | 45 | 15
605.9491 | 10 | 115 | 45 | 17.5
605.9491 | 10 | 115 | 45 | 20
605.9491 | 10 | 115 | 45 | 22.5
605.9491 | 10 | 115 | 45 | 25
605.9491 | 10 | 115 | 50 | 15
605.9491 | 10 | 115 | 50 | 17.5
605.9491 | 10 | 115 | 50 | 20
605.9491 | 10 | 115 | 50 | 22.5
605.9491 | 10 | 115 | 50 | 25
605.9491 | 10 | 115 | 57.5 | 15
605.9491 | 10 | 115 | 57.5 | 17.5
605.9491 | 10 | 115 | 57.5 | 20
605.9491 | 10 | 115 | 57.5 | 22.5
605.9491 | 10 | 115 | 57.5 | 25
605.9491 | 10 | 115 | 60 | 15
605.9491 | 10 | 115 | 60 | 17.5
605.9491 | 10 | 115 | 60 | 20
605.9491 | 10 | 115 | 60 | 22.5
605.9491 | 10 | 115 | 60 | 25
605.9491 | 10 | 129.55 | 35 | 15
605.9491 | 10 | 129.55 | 35 | 17.5
605.9491 | 10 | 129.55 | 35 | 20
605.9491 | 10 | 129.55 | 35 | 22.5
605.9491 | 10 | 129.55 | 35 | 25
605.9491 | 10 | 129.55 | 45 | 15
605.9491 | 10 | 129.55 | 45 | 17.5
605.9491 | 10 | 129.55 | 45 | 20
605.9491 | 10 | 129.55 | 45 | 22.5
605.9491 | 10 | 129.55 | 45 | 25
605.9491 | 10 | 129.55 | 50 | 15
605.9491 | 10 | 129.55 | 50 | 17.5
605.9491 | 10 | 129.55 | 50 | 20
605.9491 | 10 | 129.55 | 50 | 22.5
605.9491 | 10 | 129.55 | 50 | 25
605.9491 | 10 | 129.55 | 57.5 | 15
605.9491 | 10 | 129.55 | 57.5 | 17.5
605.9491 | 10 | 129.55 | 57.5 | 20
605.9491 | 10 | 129.55 | 57.5 | 22.5
605.9491 | 10 | 129.55 | 57.5 | 25
605.9491 | 10 | 129.55 | 60 | 15
605.9491 | 10 | 129.55 | 60 | 17.5
605.9491 | 10 | 129.55 | 60 | 20
605.9491 | 10 | 129.55 | 60 | 22.5
605.9491 | 10 | 129.55 | 60 | 25
605.9491 | 10 | 145 | 35 | 15
605.9491 | 10 | 145 | 35 | 17.5
605.9491 | 10 | 145 | 35 | 20
605.9491 | 10 | 145 | 35 | 22.5
605.9491 | 10 | 145 | 35 | 25
605.9491 | 10 | 145 | 45 | 15
605.9491 | 10 | 145 | 45 | 17.5
605.9491 | 10 | 145 | 45 | 20
605.9491 | 10 | 145 | 45 | 22.5
605.9491 | 10 | 145 | 45 | 25
605.9491 | 10 | 145 | 50 | 15
605.9491 | 10 | 145 | 50 | 17.5
605.9491 | 10 | 145 | 50 | 20
605.9491 | 10 | 145 | 50 | 22.5
605.9491 | 10 | 145 | 50 | 25
605.9491 | 10 | 145 | 57.5 | 15
605.9491 | 10 | 145 | 57.5 | 17.5
605.9491 | 10 | 145 | 57.5 | 20
605.9491 | 10 | 145 | 57.5 | 22.5
605.9491 | 10 | 145 | 57.5 | 25
605.9491 | 10 | 145 | 60 | 15
605.9491 | 10 | 145 | 60 | 17.5
605.9491 | 10 | 145 | 60 | 20
605.9491 | 10 | 145 | 60 | 22.5
605.9491 | 10 | 145 | 60 | 25
605.9491 | 10 | 160 | 35 | 15
605.9491 | 10 | 160 | 35 | 17.5
605.9491 | 10 | 160 | 35 | 20
605.9491 | 10 | 160 | 35 | 22.5
605.9491 | 10 | 160 | 35 | 25
605.9491 | 10 | 160 | 45 | 15
605.9491 | 10 | 160 | 45 | 17.5
605.9491 | 10 | 160 | 45 | 20
605.9491 | 10 | 160 | 45 | 22.5
605.9491 | 10 | 160 | 45 | 25
605.9491 | 10 | 160 | 50 | 15
605.9491 | 10 | 160 | 50 | 17.5
605.9491 | 10 | 160 | 50 | 20
605.9491 | 10 | 160 | 50 | 22.5
605.9491 | 10 | 160 | 50 | 25
605.9491 | 10 | 160 | 57.5 | 15
605.9491 | 10 | 160 | 57.5 | 17.5
605.9491 | 10 | 160 | 57.5 | 20
605.9491 | 10 | 160 | 57.5 | 22.5
605.9491 | 10 | 160 | 57.5 | 25
605.9491 | 10 | 160 | 60 | 15
605.9491 | 10 | 160 | 60 | 17.5
605.9491 | 10 | 160 | 60 | 20
605.9491 | 10 | 160 | 60 | 22.5
605.9491 | 10 | 160 | 60 | 25
915.25 | 30 | 85 | 35 | 15
915.25 | 30 | 85 | 35 | 17.5
915.25 | 30 | 85 | 35 | 20
915.25 | 30 | 85 | 35 | 22.5
915.25 | 30 | 85 | 35 | 25
915.25 | 30 | 85 | 45 | 15
915.25 | 30 | 85 | 45 | 17.5
915.25 | 30 | 85 | 45 | 20
915.25 | 30 | 85 | 45 | 22.5
915.25 | 30 | 85 | 45 | 25
915.25 | 30 | 85 | 50 | 15
915.25 | 30 | 85 | 50 | 17.5
915.25 | 30 | 85 | 50 | 20
915.25 | 30 | 85 | 50 | 22.5
915.25 | 30 | 85 | 50 | 25
915.25 | 30 | 85 | 57.5 | 15
915.25 | 30 | 85 | 57.5 | 17.5
915.25 | 30 | 85 | 57.5 | 20
915.25 | 30 | 85 | 57.5 | 22.5
915.25 | 30 | 85 | 57.5 | 25
915.25 | 30 | 85 | 60 | 15
915.25 | 30 | 85 | 60 | 17.5
915.25 | 30 | 85 | 60 | 20
915.25 | 30 | 85 | 60 | 22.5
915.25 | 30 | 85 | 60 | 25
915.25 | 30 | 100 | 35 | 15
915.25 | 30 | 100 | 35 | 17.5
915.25 | 30 | 100 | 35 | 20
915.25 | 30 | 100 | 35 | 22.5
915.25 | 30 | 100 | 35 | 25
915.25 | 30 | 100 | 45 | 15
915.25 | 30 | 100 | 45 | 17.5
915.25 | 30 | 100 | 45 | 20
915.25 | 30 | 100 | 45 | 22.5
915.25 | 30 | 100 | 45 | 25
915.25 | 30 | 100 | 50 | 15
915.25 | 30 | 100 | 50 | 17.5
915.25 | 30 | 100 | 50 | 20
915.25 | 30 | 100 | 50 | 22.5
915.25 | 30 | 100 | 50 | 25
915.25 | 30 | 100 | 57.5 | 15
915.25 | 30 | 100 | 57.5 | 17.5
915.25 | 30 | 100 | 57.5 | 20
915.25 | 30 | 100 | 57.5 | 22.5
915.25 | 30 | 100 | 57.5 | 25
915.25 | 30 | 100 | 60 | 15
915.25 | 30 | 100 | 60 | 17.5
915.25 | 30 | 100 | 60 | 20
915.25 | 30 | 100 | 60 | 22.5
915.25 | 30 | 100 | 60 | 25
915.25 | 30 | 115 | 35 | 15
915.25 | 30 | 115 | 35 | 17.5
915.25 | 30 | 115 | 35 | 20
915.25 | 30 | 115 | 35 | 22.5
915.25 | 30 | 115 | 35 | 25
915.25 | 30 | 115 | 45 | 15
915.25 | 30 | 115 | 45 | 17.5
915.25 | 30 | 115 | 45 | 20
915.25 | 30 | 115 | 45 | 22.5
915.25 | 30 | 115 | 45 | 25
915.25 | 30 | 115 | 50 | 15
915.25 | 30 | 115 | 50 | 17.5
915.25 | 30 | 115 | 50 | 20
915.25 | 30 | 115 | 50 | 22.5
915.25 | 30 | 115 | 50 | 25
915.25 | 30 | 115 | 57.5 | 15
915.25 | 30 | 115 | 57.5 | 17.5
915.25 | 30 | 115 | 57.5 | 20
915.25 | 30 | 115 | 57.5 | 22.5
915.25 | 30 | 115 | 57.5 | 25
915.25 | 30 | 115 | 60 | 15
915.25 | 30 | 115 | 60 | 17.5
915.25 | 30 | 115 | 60 | 20
915.25 | 30 | 115 | 60 | 22.5
915.25 | 30 | 115 | 60 | 25
915.25 | 30 | 129.55 | 35 | 15
915.25 | 30 | 129.55 | 35 | 17.5
915.25 | 30 | 129.55 | 35 | 20
915.25 | 30 | 129.55 | 35 | 22.5
915.25 | 30 | 129.55 | 35 | 25
915.25 | 30 | 129.55 | 45 | 15
915.25 | 30 | 129.55 | 45 | 17.5
915.25 | 30 | 129.55 | 45 | 20
915.25 | 30 | 129.55 | 45 | 22.5
915.25 | 30 | 129.55 | 45 | 25
915.25 | 30 | 129.55 | 50 | 15
915.25 | 30 | 129.55 | 50 | 17.5
915.25 | 30 | 129.55 | 50 | 20
915.25 | 30 | 129.55 | 50 | 22.5
915.25 | 30 | 129.55 | 50 | 25
915.25 | 30 | 129.55 | 57.5 | 15
915.25 | 30 | 129.55 | 57.5 | 17.5
915.25 | 30 | 129.55 | 57.5 | 20
915.25 | 30 | 129.55 | 57.5 | 22.5
915.25 | 30 | 129.55 | 57.5 | 25
915.25 | 30 | 129.55 | 60 | 15
915.25 | 30 | 129.55 | 60 | 17.5
915.25 | 30 | 129.55 | 60 | 20
915.25 | 30 | 129.55 | 60 | 22.5
915.25 | 30 | 129.55 | 60 | 25
915.25 | 30 | 145 | 35 | 15
915.25 | 30 | 145 | 35 | 17.5
915.25 | 30 | 145 | 35 | 20
915.25 | 30 | 145 | 35 | 22.5
915.25 | 30 | 145 | 35 | 25
915.25 | 30 | 145 | 45 | 15
915.25 | 30 | 145 | 45 | 17.5
915.25 | 30 | 145 | 45 | 20
915.25 | 30 | 145 | 45 | 22.5
915.25 | 30 | 145 | 45 | 25
915.25 | 30 | 145 | 50 | 15
915.25 | 30 | 145 | 50 | 17.5
915.25 | 30 | 145 | 50 | 20
915.25 | 30 | 145 | 50 | 22.5
915.25 | 30 | 145 | 50 | 25
915.25 | 30 | 145 | 57.5 | 15
915.25 | 30 | 145 | 57.5 | 17.5
915.25 | 30 | 145 | 57.5 | 20
915.25 | 30 | 145 | 57.5 | 22.5
915.25 | 30 | 145 | 57.5 | 25
915.25 | 30 | 145 | 60 | 15
915.25 | 30 | 145 | 60 | 17.5
915.25 | 30 | 145 | 60 | 20
915.25 | 30 | 145 | 60 | 22.5
915.25 | 30 | 145 | 60 | 25
915.25 | 30 | 160 | 35 | 15
915.25 | 30 | 160 | 35 | 17.5
915.25 | 30 | 160 | 35 | 20
915.25 | 30 | 160 | 35 | 22.5
915.25 | 30 | 160 | 35 | 25
915.25 | 30 | 160 | 45 | 15
915.25 | 30 | 160 | 45 | 17.5
915.25 | 30 | 160 | 45 | 20
915.25 | 30 | 160 | 45 | 22.5
915.25 | 30 | 160 | 45 | 25
915.25 | 30 | 160 | 50 | 15
915.25 | 30 | 160 | 50 | 17.5
915.25 | 30 | 160 | 50 | 20
915.25 | 30 | 160 | 50 | 22.5
915.25 | 30 | 160 | 50 | 25
915.25 | 30 | 160 | 57.5 | 15
915.25 | 30 | 160 | 57.5 | 17.5
915.25 | 30 | 160 | 57.5 | 20
915.25 | 30 | 160 | 57.5 | 22.5
915.25 | 30 | 160 | 57.5 | 25
915.25 | 30 | 160 | 60 | 15
915.25 | 30 | 160 | 60 | 17.5
915.25 | 30 | 160 | 60 | 20
915.25 | 30 | 160 | 60 | 22.5
915.25 | 30 | 160 | 60 | 25
915.25 | 25 | 85 | 35 | 15
915.25 | 25 | 85 | 35 | 17.5
915.25 | 25 | 85 | 35 | 20
915.25 | 25 | 85 | 35 | 22.5
915.25 | 25 | 85 | 35 | 25
915.25 | 25 | 85 | 45 | 15
915.25 | 25 | 85 | 45 | 17.5
915.25 | 25 | 85 | 45 | 20
915.25 | 25 | 85 | 45 | 22.5
915.25 | 25 | 85 | 45 | 25
915.25 | 25 | 85 | 50 | 15
915.25 | 25 | 85 | 50 | 17.5
915.25 | 25 | 85 | 50 | 20
915.25 | 25 | 85 | 50 | 22.5
915.25 | 25 | 85 | 50 | 25
915.25 | 25 | 85 | 57.5 | 15
915.25 | 25 | 85 | 57.5 | 17.5
915.25 | 25 | 85 | 57.5 | 20
915.25 | 25 | 85 | 57.5 | 22.5
915.25 | 25 | 85 | 57.5 | 25
915.25 | 25 | 85 | 60 | 15
915.25 | 25 | 85 | 60 | 17.5
915.25 | 25 | 85 | 60 | 20
915.25 | 25 | 85 | 60 | 22.5
915.25 | 25 | 85 | 60 | 25
915.25 | 25 | 100 | 35 | 15
915.25 | 25 | 100 | 35 | 17.5
915.25 | 25 | 100 | 35 | 20
915.25 | 25 | 100 | 35 | 22.5
915.25 | 25 | 100 | 35 | 25
915.25 | 25 | 100 | 45 | 15
915.25 | 25 | 100 | 45 | 17.5
915.25 | 25 | 100 | 45 | 20
915.25 | 25 | 100 | 45 | 22.5
915.25 | 25 | 100 | 45 | 25
915.25 | 25 | 100 | 50 | 15
915.25 | 25 | 100 | 50 | 17.5
915.25 | 25 | 100 | 50 | 20
915.25 | 25 | 100 | 50 | 22.5
915.25 | 25 | 100 | 50 | 25
915.25 | 25 | 100 | 57.5 | 15
915.25 | 25 | 100 | 57.5 | 17.5
915.25 | 25 | 100 | 57.5 | 20
915.25 | 25 | 100 | 57.5 | 22.5
915.25 | 25 | 100 | 57.5 | 25
915.25 | 25 | 100 | 60 | 15
915.25 | 25 | 100 | 60 | 17.5
915.25 | 25 | 100 | 60 | 20
915.25 | 25 | 100 | 60 | 22.5
915.25 | 25 | 100 | 60 | 25
915.25 | 25 | 115 | 35 | 15
915.25 | 25 | 115 | 35 | 17.5
915.25 | 25 | 115 | 35 | 20
915.25 | 25 | 115 | 35 | 22.5
915.25 | 25 | 115 | 35 | 25
915.25 | 25 | 115 | 45 | 15
915.25 | 25 | 115 | 45 | 17.5
915.25 | 25 | 115 | 45 | 20
915.25 | 25 | 115 | 45 | 22.5
915.25 | 25 | 115 | 45 | 25
915.25 | 25 | 115 | 50 | 15
915.25 | 25 | 115 | 50 | 17.5
915.25 | 25 | 115 | 50 | 20
915.25 | 25 | 115 | 50 | 22.5
915.25 | 25 | 115 | 50 | 25
915.25 | 25 | 115 | 57.5 | 15
915.25 | 25 | 115 | 57.5 | 17.5
915.25 | 25 | 115 | 57.5 | 20
915.25 | 25 | 115 | 57.5 | 22.5
915.25 | 25 | 115 | 57.5 | 25
915.25 | 25 | 115 | 60 | 15
915.25 | 25 | 115 | 60 | 17.5
915.25 | 25 | 115 | 60 | 20
915.25 | 25 | 115 | 60 | 22.5
915.25 | 25 | 115 | 60 | 25
915.25 | 25 | 129.55 | 35 | 15
915.25 | 25 | 129.55 | 35 | 17.5
915.25 | 25 | 129.55 | 35 | 20
915.25 | 25 | 129.55 | 35 | 22.5
915.25 | 25 | 129.55 | 35 | 25
915.25 | 25 | 129.55 | 45 | 15
915.25 | 25 | 129.55 | 45 | 17.5
915.25 | 25 | 129.55 | 45 | 20
915.25 | 25 | 129.55 | 45 | 22.5
915.25 | 25 | 129.55 | 45 | 25
915.25 | 25 | 129.55 | 50 | 15
915.25 | 25 | 129.55 | 50 | 17.5
915.25 | 25 | 129.55 | 50 | 20
915.25 | 25 | 129.55 | 50 | 22.5
915.25 | 25 | 129.55 | 50 | 25
915.25 | 25 | 129.55 | 57.5 | 15
915.25 | 25 | 129.55 | 57.5 | 17.5
915.25 | 25 | 129.55 | 57.5 | 20
915.25 | 25 | 129.55 | 57.5 | 22.5
915.25 | 25 | 129.55 | 57.5 | 25
915.25 | 25 | 129.55 | 60 | 15
915.25 | 25 | 129.55 | 60 | 17.5
915.25 | 25 | 129.55 | 60 | 20
915.25 | 25 | 129.55 | 60 | 22.5
915.25 | 25 | 129.55 | 60 | 25
915.25 | 25 | 145 | 35 | 15
915.25 | 25 | 145 | 35 | 17.5
915.25 | 25 | 145 | 35 | 20
915.25 | 25 | 145 | 35 | 22.5
915.25 | 25 | 145 | 35 | 25
915.25 | 25 | 145 | 45 | 15
915.25 | 25 | 145 | 45 | 17.5
915.25 | 25 | 145 | 45 | 20
915.25 | 25 | 145 | 45 | 22.5
915.25 | 25 | 145 | 45 | 25
915.25 | 25 | 145 | 50 | 15
915.25 | 25 | 145 | 50 | 17.5
915.25 | 25 | 145 | 50 | 20
915.25 | 25 | 145 | 50 | 22.5
915.25 | 25 | 145 | 50 | 25
915.25 | 25 | 145 | 57.5 | 15
915.25 | 25 | 145 | 57.5 | 17.5
915.25 | 25 | 145 | 57.5 | 20
915.25 | 25 | 145 | 57.5 | 22.5
915.25 | 25 | 145 | 57.5 | 25
915.25 | 25 | 145 | 60 | 15
915.25 | 25 | 145 | 60 | 17.5
915.25 | 25 | 145 | 60 | 20
915.25 | 25 | 145 | 60 | 22.5
915.25 | 25 | 145 | 60 | 25
915.25 | 25 | 160 | 35 | 15
915.25 | 25 | 160 | 35 | 17.5
915.25 | 25 | 160 | 35 | 20
915.25 | 25 | 160 | 35 | 22.5
915.25 | 25 | 160 | 35 | 25
915.25 | 25 | 160 | 45 | 15
915.25 | 25 | 160 | 45 | 17.5
915.25 | 25 | 160 | 45 | 20
915.25 | 25 | 160 | 45 | 22.5
915.25 | 25 | 160 | 45 | 25
915.25 | 25 | 160 | 50 | 15
915.25 | 25 | 160 | 50 | 17.5
915.25 | 25 | 160 | 50 | 20
915.25 | 25 | 160 | 50 | 22.5
915.25 | 25 | 160 | 50 | 25
915.25 | 25 | 160 | 57.5 | 15
915.25 | 25 | 160 | 57.5 | 17.5
915.25 | 25 | 160 | 57.5 | 20
915.25 | 25 | 160 | 57.5 | 22.5
915.25 | 25 | 160 | 57.5 | 25
915.25 | 25 | 160 | 60 | 15
915.25 | 25 | 160 | 60 | 17.5
915.25 | 25 | 160 | 60 | 20
915.25 | 25 | 160 | 60 | 22.5
915.25 | 25 | 160 | 60 | 25
915.25 | 20 | 85 | 35 | 15
915.25 | 20 | 85 | 35 | 17.5
915.25 | 20 | 85 | 35 | 20
915.25 | 20 | 85 | 35 | 22.5
915.25 | 20 | 85 | 35 | 25
915.25 | 20 | 85 | 45 | 15
915.25 | 20 | 85 | 45 | 17.5
915.25 | 20 | 85 | 45 | 20
915.25 | 20 | 85 | 45 | 22.5
915.25 | 20 | 85 | 45 | 25
915.25 | 20 | 85 | 50 | 15
915.25 | 20 | 85 | 50 | 17.5
915.25 | 20 | 85 | 50 | 20
915.25 | 20 | 85 | 50 | 22.5
915.25 | 20 | 85 | 50 | 25
915.25 | 20 | 85 | 57.5 | 15
915.25 | 20 | 85 | 57.5 | 17.5
915.25 | 20 | 85 | 57.5 | 20
915.25 | 20 | 85 | 57.5 | 22.5
915.25 | 20 | 85 | 57.5 | 25
915.25 | 20 | 85 | 60 | 15
915.25 | 20 | 85 | 60 | 17.5
915.25 | 20 | 85 | 60 | 20
915.25 | 20 | 85 | 60 | 22.5
915.25 | 20 | 85 | 60 | 25
915.25 | 20 | 100 | 35 | 15
915.25 | 20 | 100 | 35 | 17.5
915.25 | 20 | 100 | 35 | 20
915.25 | 20 | 100 | 35 | 22.5
915.25 | 20 | 100 | 35 | 25
915.25 | 20 | 100 | 45 | 15
915.25 | 20 | 100 | 45 | 17.5
915.25 | 20 | 100 | 45 | 20
915.25 | 20 | 100 | 45 | 22.5
915.25 | 20 | 100 | 45 | 25
915.25 | 20 | 100 | 50 | 15
915.25 | 20 | 100 | 50 | 17.5
915.25 | 20 | 100 | 50 | 20
915.25 | 20 | 100 | 50 | 22.5
915.25 | 20 | 100 | 50 | 25
915.25 | 20 | 100 | 57.5 | 15
915.25 | 20 | 100 | 57.5 | 17.5
915.25 | 20 | 100 | 57.5 | 20
915.25 | 20 | 100 | 57.5 | 22.5
915.25 | 20 | 100 | 57.5 | 25
915.25 | 20 | 100 | 60 | 15
915.25 | 20 | 100 | 60 | 17.5
915.25 | 20 | 100 | 60 | 20
915.25 | 20 | 100 | 60 | 22.5
915.25 | 20 | 100 | 60 | 25
915.25 | 20 | 115 | 35 | 15
915.25 | 20 | 115 | 35 | 17.5
915.25 | 20 | 115 | 35 | 20
915.25 | 20 | 115 | 35 | 22.5
915.25 | 20 | 115 | 35 | 25
915.25 | 20 | 115 | 45 | 15
915.25 | 20 | 115 | 45 | 17.5
915.25 | 20 | 115 | 45 | 20
915.25 | 20 | 115 | 45 | 22.5
915.25 | 20 | 115 | 45 | 25
915.25 | 20 | 115 | 50 | 15
915.25 | 20 | 115 | 50 | 17.5
915.25 | 20 | 115 | 50 | 20
915.25 | 20 | 115 | 50 | 22.5
915.25 | 20 | 115 | 50 | 25
915.25 | 20 | 115 | 57.5 | 15
915.25 | 20 | 115 | 57.5 | 17.5
915.25 | 20 | 115 | 57.5 | 20
915.25 | 20 | 115 | 57.5 | 22.5
915.25 | 20 | 115 | 57.5 | 25
915.25 | 20 | 115 | 60 | 15
915.25 | 20 | 115 | 60 | 17.5
915.25 | 20 | 115 | 60 | 20
915.25 | 20 | 115 | 60 | 22.5
915.25 | 20 | 115 | 60 | 25
915.25 | 20 | 129.55 | 35 | 15
915.25 | 20 | 129.55 | 35 | 17.5
915.25 | 20 | 129.55 | 35 | 20
915.25 | 20 | 129.55 | 35 | 22.5
915.25 | 20 | 129.55 | 35 | 25
915.25 | 20 | 129.55 | 45 | 15
915.25 | 20 | 129.55 | 45 | 17.5
915.25 | 20 | 129.55 | 45 | 20
915.25 | 20 | 129.55 | 45 | 22.5
915.25 | 20 | 129.55 | 45 | 25
915.25 | 20 | 129.55 | 50 | 15
915.25 | 20 | 129.55 | 50 | 17.5
915.25 | 20 | 129.55 | 50 | 20
915.25 | 20 | 129.55 | 50 | 22.5
915.25 | 20 | 129.55 | 50 | 25
915.25 | 20 | 129.55 | 57.5 | 15
915.25 | 20 | 129.55 | 57.5 | 17.5
915.25 | 20 | 129.55 | 57.5 | 20
915.25 | 20 | 129.55 | 57.5 | 22.5
915.25 | 20 | 129.55 | 57.5 | 25
915.25 | 20 | 129.55 | 60 | 15
915.25 | 20 | 129.55 | 60 | 17.5
915.25 | 20 | 129.55 | 60 | 20
915.25 | 20 | 129.55 | 60 | 22.5
915.25 | 20 | 129.55 | 60 | 25
915.25 | 20 | 145 | 35 | 15
915.25 | 20 | 145 | 35 | 17.5
915.25 | 20 | 145 | 35 | 20
915.25 | 20 | 145 | 35 | 22.5
915.25 | 20 | 145 | 35 | 25
915.25 | 20 | 145 | 45 | 15
915.25 | 20 | 145 | 45 | 17.5
915.25 | 20 | 145 | 45 | 20
915.25 | 20 | 145 | 45 | 22.5
915.25 | 20 | 145 | 45 | 25
915.25 | 20 | 145 | 50 | 15
915.25 | 20 | 145 | 50 | 17.5
915.25 | 20 | 145 | 50 | 20
915.25 | 20 | 145 | 50 | 22.5
915.25 | 20 | 145 | 50 | 25
915.25 | 20 | 145 | 57.5 | 15
915.25 | 20 | 145 | 57.5 | 17.5
915.25 | 20 | 145 | 57.5 | 20
915.25 | 20 | 145 | 57.5 | 22.5
915.25 | 20 | 145 | 57.5 | 25
915.25 | 20 | 145 | 60 | 15
915.25 | 20 | 145 | 60 | 17.5
915.25 | 20 | 145 | 60 | 20
915.25 | 20 | 145 | 60 | 22.5
915.25 | 20 | 145 | 60 | 25
915.25 | 20 | 160 | 35 | 15
915.25 | 20 | 160 | 35 | 17.5
915.25 | 20 | 160 | 35 | 20
915.25 | 20 | 160 | 35 | 22.5
915.25 | 20 | 160 | 35 | 25
915.25 | 20 | 160 | 45 | 15
915.25 | 20 | 160 | 45 | 17.5
915.25 | 20 | 160 | 45 | 20
915.25 | 20 | 160 | 45 | 22.5
915.25 | 20 | 160 | 45 | 25
915.25 | 20 | 160 | 50 | 15
915.25 | 20 | 160 | 50 | 17.5
915.25 | 20 | 160 | 50 | 20
915.25 | 20 | 160 | 50 | 22.5
915.25 | 20 | 160 | 50 | 25
915.25 | 20 | 160 | 57.5 | 15
915.25 | 20 | 160 | 57.5 | 17.5
915.25 | 20 | 160 | 57.5 | 20
915.25 | 20 | 160 | 57.5 | 22.5
915.25 | 20 | 160 | 57.5 | 25
915.25 | 20 | 160 | 60 | 15
915.25 | 20 | 160 | 60 | 17.5
915.25 | 20 | 160 | 60 | 20
915.25 | 20 | 160 | 60 | 22.5
915.25 | 20 | 160 | 60 | 25
915.25 | 15 | 85 | 35 | 15
915.25 | 15 | 85 | 35 | 17.5
915.25 | 15 | 85 | 35 | 20
915.25 | 15 | 85 | 35 | 22.5
915.25 | 15 | 85 | 35 | 25
915.25 | 15 | 85 | 45 | 15
915.25 | 15 | 85 | 45 | 17.5
915.25 | 15 | 85 | 45 | 20
915.25 | 15 | 85 | 45 | 22.5
915.25 | 15 | 85 | 45 | 25
915.25 | 15 | 85 | 50 | 15
915.25 | 15 | 85 | 50 | 17.5
915.25 | 15 | 85 | 50 | 20
915.25 | 15 | 85 | 50 | 22.5
915.25 | 15 | 85 | 50 | 25
915.25 | 15 | 85 | 57.5 | 15
915.25 | 15 | 85 | 57.5 | 17.5
915.25 | 15 | 85 | 57.5 | 20
915.25 | 15 | 85 | 57.5 | 22.5
915.25 | 15 | 85 | 57.5 | 25
915.25 | 15 | 85 | 60 | 15
915.25 | 15 | 85 | 60 | 17.5
915.25 | 15 | 85 | 60 | 20
915.25 | 15 | 85 | 60 | 22.5
915.25 | 15 | 85 | 60 | 25
915.25 | 15 | 100 | 35 | 15
915.25 | 15 | 100 | 35 | 17.5
915.25 | 15 | 100 | 35 | 20
915.25 | 15 | 100 | 35 | 22.5
915.25 | 15 | 100 | 35 | 25
915.25 | 15 | 100 | 45 | 15
915.25 | 15 | 100 | 45 | 17.5
915.25 | 15 | 100 | 45 | 20
915.25 | 15 | 100 | 45 | 22.5
915.25 | 15 | 100 | 45 | 25
915.25 | 15 | 100 | 50 | 15
915.25 | 15 | 100 | 50 | 17.5
915.25 | 15 | 100 | 50 | 20
915.25 | 15 | 100 | 50 | 22.5
915.25 | 15 | 100 | 50 | 25
915.25 | 15 | 100 | 57.5 | 15
915.25 | 15 | 100 | 57.5 | 17.5
915.25 | 15 | 100 | 57.5 | 20
915.25 | 15 | 100 | 57.5 | 22.5
915.25 | 15 | 100 | 57.5 | 25
915.25 | 15 | 100 | 60 | 15
915.25 | 15 | 100 | 60 | 17.5
915.25 | 15 | 100 | 60 | 20
915.25 | 15 | 100 | 60 | 22.5
915.25 | 15 | 100 | 60 | 25
915.25 | 15 | 115 | 35 | 15
915.25 | 15 | 115 | 35 | 17.5
915.25 | 15 | 115 | 35 | 20
915.25 | 15 | 115 | 35 | 22.5
915.25 | 15 | 115 | 35 | 25
915.25 | 15 | 115 | 45 | 15
915.25 | 15 | 115 | 45 | 17.5
915.25 | 15 | 115 | 45 | 20
915.25 | 15 | 115 | 45 | 22.5
915.25 | 15 | 115 | 45 | 25
915.25 | 15 | 115 | 50 | 15
915.25 | 15 | 115 | 50 | 17.5
915.25 | 15 | 115 | 50 | 20
915.25 | 15 | 115 | 50 | 22.5
915.25 | 15 | 115 | 50 | 25
915.25 | 15 | 115 | 57.5 | 15
915.25 | 15 | 115 | 57.5 | 17.5
915.25 | 15 | 115 | 57.5 | 20
915.25 | 15 | 115 | 57.5 | 22.5
915.25 | 15 | 115 | 57.5 | 25
915.25 | 15 | 115 | 60 | 15
915.25 | 15 | 115 | 60 | 17.5
915.25 | 15 | 115 | 60 | 20
915.25 | 15 | 115 | 60 | 22.5
915.25 | 15 | 115 | 60 | 25
915.25 | 15 | 129.55 | 35 | 15
915.25 | 15 | 129.55 | 35 | 17.5
915.25 | 15 | 129.55 | 35 | 20
915.25 | 15 | 129.55 | 35 | 22.5
915.25 | 15 | 129.55 | 35 | 25
915.25 | 15 | 129.55 | 45 | 15
915.25 | 15 | 129.55 | 45 | 17.5
915.25 | 15 | 129.55 | 45 | 20
915.25 | 15 | 129.55 | 45 | 22.5
915.25 | 15 | 129.55 | 45 | 25
915.25 | 15 | 129.55 | 50 | 15
915.25 | 15 | 129.55 | 50 | 17.5
915.25 | 15 | 129.55 | 50 | 20
915.25 | 15 | 129.55 | 50 | 22.5
915.25 | 15 | 129.55 | 50 | 25
915.25 | 15 | 129.55 | 57.5 | 15
915.25 | 15 | 129.55 | 57.5 | 17.5
915.25 | 15 | 129.55 | 57.5 | 20
915.25 | 15 | 129.55 | 57.5 | 22.5
915.25 | 15 | 129.55 | 57.5 | 25
915.25 | 15 | 129.55 | 60 | 15
915.25 | 15 | 129.55 | 60 | 17.5
915.25 | 15 | 129.55 | 60 | 20
915.25 | 15 | 129.55 | 60 | 22.5
915.25 | 15 | 129.55 | 60 | 25
915.25 | 15 | 145 | 35 | 15
915.25 | 15 | 145 | 35 | 17.5
915.25 | 15 | 145 | 35 | 20
915.25 | 15 | 145 | 35 | 22.5
915.25 | 15 | 145 | 35 | 25
915.25 | 15 | 145 | 45 | 15
915.25 | 15 | 145 | 45 | 17.5
915.25 | 15 | 145 | 45 | 20
915.25 | 15 | 145 | 45 | 22.5
915.25 | 15 | 145 | 45 | 25
915.25 | 15 | 145 | 50 | 15
915.25 | 15 | 145 | 50 | 17.5
915.25 | 15 | 145 | 50 | 20
915.25 | 15 | 145 | 50 | 22.5
915.25 | 15 | 145 | 50 | 25
915.25 | 15 | 145 | 57.5 | 15
915.25 | 15 | 145 | 57.5 | 17.5
915.25 | 15 | 145 | 57.5 | 20
915.25 | 15 | 145 | 57.5 | 22.5
915.25 | 15 | 145 | 57.5 | 25
915.25 | 15 | 145 | 60 | 15
915.25 | 15 | 145 | 60 | 17.5
915.25 | 15 | 145 | 60 | 20
915.25 | 15 | 145 | 60 | 22.5
915.25 | 15 | 145 | 60 | 25
915.25 | 15 | 160 | 35 | 15
915.25 | 15 | 160 | 35 | 17.5
915.25 | 15 | 160 | 35 | 20
915.25 | 15 | 160 | 35 | 22.5
915.25 | 15 | 160 | 35 | 25
915.25 | 15 | 160 | 45 | 15
915.25 | 15 | 160 | 45 | 17.5
915.25 | 15 | 160 | 45 | 20
915.25 | 15 | 160 | 45 | 22.5
915.25 | 15 | 160 | 45 | 25
915.25 | 15 | 160 | 50 | 15
915.25 | 15 | 160 | 50 | 17.5
915.25 | 15 | 160 | 50 | 20
915.25 | 15 | 160 | 50 | 22.5
915.25 | 15 | 160 | 50 | 25
915.25 | 15 | 160 | 57.5 | 15
915.25 | 15 | 160 | 57.5 | 17.5
915.25 | 15 | 160 | 57.5 | 20
915.25 | 15 | 160 | 57.5 | 22.5
915.25 | 15 | 160 | 57.5 | 25
915.25 | 15 | 160 | 60 | 15
915.25 | 15 | 160 | 60 | 17.5
915.25 | 15 | 160 | 60 | 20
915.25 | 15 | 160 | 60 | 22.5
915.25 | 15 | 160 | 60 | 25
915.25 | 10 | 85 | 35 | 15
915.25 | 10 | 85 | 35 | 17.5
915.25 | 10 | 85 | 35 | 20
915.25 | 10 | 85 | 35 | 22.5
915.25 | 10 | 85 | 35 | 25
915.25 | 10 | 85 | 45 | 15
915.25 | 10 | 85 | 45 | 17.5
915.25 | 10 | 85 | 45 | 20
915.25 | 10 | 85 | 45 | 22.5
915.25 | 10 | 85 | 45 | 25
915.25 | 10 | 85 | 50 | 15
915.25 | 10 | 85 | 50 | 17.5
915.25 | 10 | 85 | 50 | 20
915.25 | 10 | 85 | 50 | 22.5
915.25 | 10 | 85 | 50 | 25
915.25 | 10 | 85 | 57.5 | 15
915.25 | 10 | 85 | 57.5 | 17.5
915.25 | 10 | 85 | 57.5 | 20
915.25 | 10 | 85 | 57.5 | 22.5
915.25 | 10 | 85 | 57.5 | 25
915.25 | 10 | 85 | 60 | 15
915.25 | 10 | 85 | 60 | 17.5
915.25 | 10 | 85 | 60 | 20
915.25 | 10 | 85 | 60 | 22.5
915.25 | 10 | 85 | 60 | 25
915.25 | 10 | 100 | 35 | 15
915.25 | 10 | 100 | 35 | 17.5
915.25 | 10 | 100 | 35 | 20
915.25 | 10 | 100 | 35 | 22.5
915.25 | 10 | 100 | 35 | 25
915.25 | 10 | 100 | 45 | 15
915.25 | 10 | 100 | 45 | 17.5
915.25 | 10 | 100 | 45 | 20
915.25 | 10 | 100 | 45 | 22.5
915.25 | 10 | 100 | 45 | 25
915.25 | 10 | 100 | 50 | 15
915.25 | 10 | 100 | 50 | 17.5
915.25 | 10 | 100 | 50 | 20
915.25 | 10 | 100 | 50 | 22.5
915.25 | 10 | 100 | 50 | 25
915.25 | 10 | 100 | 57.5 | 15
915.25 | 10 | 100 | 57.5 | 17.5
915.25 | 10 | 100 | 57.5 | 20
915.25 | 10 | 100 | 57.5 | 22.5
915.25 | 10 | 100 | 57.5 | 25
915.25 | 10 | 100 | 60 | 15
915.25 | 10 | 100 | 60 | 17.5
915.25 | 10 | 100 | 60 | 20
915.25 | 10 | 100 | 60 | 22.5
915.25 | 10 | 100 | 60 | 25
915.25 | 10 | 115 | 35 | 15
915.25 | 10 | 115 | 35 | 17.5
915.25 | 10 | 115 | 35 | 20
915.25 | 10 | 115 | 35 | 22.5
915.25 | 10 | 115 | 35 | 25
915.25 | 10 | 115 | 45 | 15
915.25 | 10 | 115 | 45 | 17.5
915.25 | 10 | 115 | 45 | 20
915.25 | 10 | 115 | 45 | 22.5
915.25 | 10 | 115 | 45 | 25
915.25 | 10 | 115 | 50 | 15
915.25 | 10 | 115 | 50 | 17.5
915.25 | 10 | 115 | 50 | 20
915.25 | 10 | 115 | 50 | 22.5
915.25 | 10 | 115 | 50 | 25
915.25 | 10 | 115 | 57.5 | 15
915.25 | 10 | 115 | 57.5 | 17.5
915.25 | 10 | 115 | 57.5 | 20
915.25 | 10 | 115 | 57.5 | 22.5
915.25 | 10 | 115 | 57.5 | 25
915.25 | 10 | 115 | 60 | 15
915.25 | 10 | 115 | 60 | 17.5
915.25 | 10 | 115 | 60 | 20
915.25 | 10 | 115 | 60 | 22.5
915.25 | 10 | 115 | 60 | 25
915.25 | 10 | 129.55 | 35 | 15
915.25 | 10 | 129.55 | 35 | 17.5
915.25 | 10 | 129.55 | 35 | 20
915.25 | 10 | 129.55 | 35 | 22.5
915.25 | 10 | 129.55 | 35 | 25
915.25 | 10 | 129.55 | 45 | 15
915.25 | 10 | 129.55 | 45 | 17.5
915.25 | 10 | 129.55 | 45 | 20
915.25 | 10 | 129.55 | 45 | 22.5
915.25 | 10 | 129.55 | 45 | 25
915.25 | 10 | 129.55 | 50 | 15
915.25 | 10 | 129.55 | 50 | 17.5
915.25 | 10 | 129.55 | 50 | 20
915.25 | 10 | 129.55 | 50 | 22.5
915.25 | 10 | 129.55 | 50 | 25
915.25 | 10 | 129.55 | 57.5 | 15
915.25 | 10 | 129.55 | 57.5 | 17.5
915.25 | 10 | 129.55 | 57.5 | 20
915.25 | 10 | 129.55 | 57.5 | 22.5
915.25 | 10 | 129.55 | 57.5 | 25
915.25 | 10 | 129.55 | 60 | 15
915.25 | 10 | 129.55 | 60 | 17.5
915.25 | 10 | 129.55 | 60 | 20
915.25 | 10 | 129.55 | 60 | 22.5
915.25 | 10 | 129.55 | 60 | 25
915.25 | 10 | 145 | 35 | 15
915.25 | 10 | 145 | 35 | 17.5
915.25 | 10 | 145 | 35 | 20
915.25 | 10 | 145 | 35 | 22.5
915.25 | 10 | 145 | 35 | 25
915.25 | 10 | 145 | 45 | 15
915.25 | 10 | 145 | 45 | 17.5
915.25 | 10 | 145 | 45 | 20
915.25 | 10 | 145 | 45 | 22.5
915.25 | 10 | 145 | 45 | 25
915.25 | 10 | 145 | 50 | 15
915.25 | 10 | 145 | 50 | 17.5
915.25 | 10 | 145 | 50 | 20
915.25 | 10 | 145 | 50 | 22.5
915.25 | 10 | 145 | 50 | 25
915.25 | 10 | 145 | 57.5 | 15
915.25 | 10 | 145 | 57.5 | 17.5
915.25 | 10 | 145 | 57.5 | 20
915.25 | 10 | 145 | 57.5 | 22.5
915.25 | 10 | 145 | 57.5 | 25
915.25 | 10 | 145 | 60 | 15
915.25 | 10 | 145 | 60 | 17.5
915.25 | 10 | 145 | 60 | 20
915.25 | 10 | 145 | 60 | 22.5
915.25 | 10 | 145 | 60 | 25
915.25 | 10 | 160 | 35 | 15
915.25 | 10 | 160 | 35 | 17.5
915.25 | 10 | 160 | 35 | 20
915.25 | 10 | 160 | 35 | 22.5
915.25 | 10 | 160 | 35 | 25
915.25 | 10 | 160 | 45 | 15
915.25 | 10 | 160 | 45 | 17.5
915.25 | 10 | 160 | 45 | 20
915.25 | 10 | 160 | 45 | 22.5
915.25 | 10 | 160 | 45 | 25
915.25 | 10 | 160 | 50 | 15
915.25 | 10 | 160 | 50 | 17.5
915.25 | 10 | 160 | 50 | 20
915.25 | 10 | 160 | 50 | 22.5
915.25 | 10 | 160 | 50 | 25
915.25 | 10 | 160 | 57.5 | 15
915.25 | 10 | 160 | 57.5 | 17.5
915.25 | 10 | 160 | 57.5 | 20
915.25 | 10 | 160 | 57.5 | 22.5
915.25 | 10 | 160 | 57.5 | 25
915.25 | 10 | 160 | 60 | 15
915.25 | 10 | 160 | 60 | 17.5
915.25 | 10 | 160 | 60 | 20
915.25 | 10 | 160 | 60 | 22.5
915.25 | 10 | 160 | 60 | 25
1211.8982 | 30 | 85 | 35 | 15
1211.8982 | 30 | 85 | 35 | 17.5
1211.8982 | 30 | 85 | 35 | 20
1211.8982 | 30 | 85 | 35 | 22.5
1211.8982 | 30 | 85 | 35 | 25
1211.8982 | 30 | 85 | 45 | 15
1211.8982 | 30 | 85 | 45 | 17.5
1211.8982 | 30 | 85 | 45 | 20
1211.8982 | 30 | 85 | 45 | 22.5
1211.8982 | 30 | 85 | 45 | 25
1211.8982 | 30 | 85 | 50 | 15
1211.8982 | 30 | 85 | 50 | 17.5
1211.8982 | 30 | 85 | 50 | 20
1211.8982 | 30 | 85 | 50 | 22.5
1211.8982 | 30 | 85 | 50 | 25
1211.8982 | 30 | 85 | 57.5 | 15
1211.8982 | 30 | 85 | 57.5 | 17.5
1211.8982 | 30 | 85 | 57.5 | 20
1211.8982 | 30 | 85 | 57.5 | 22.5
1211.8982 | 30 | 85 | 57.5 | 25
1211.8982 | 30 | 85 | 60 | 15
1211.8982 | 30 | 85 | 60 | 17.5
1211.8982 | 30 | 85 | 60 | 20
1211.8982 | 30 | 85 | 60 | 22.5
1211.8982 | 30 | 85 | 60 | 25
1211.8982 | 30 | 100 | 35 | 15
1211.8982 | 30 | 100 | 35 | 17.5
1211.8982 | 30 | 100 | 35 | 20
1211.8982 | 30 | 100 | 35 | 22.5
1211.8982 | 30 | 100 | 35 | 25
1211.8982 | 30 | 100 | 45 | 15
1211.8982 | 30 | 100 | 45 | 17.5
1211.8982 | 30 | 100 | 45 | 20
1211.8982 | 30 | 100 | 45 | 22.5
1211.8982 | 30 | 100 | 45 | 25
1211.8982 | 30 | 100 | 50 | 15
1211.8982 | 30 | 100 | 50 | 17.5
1211.8982 | 30 | 100 | 50 | 20
1211.8982 | 30 | 100 | 50 | 22.5
1211.8982 | 30 | 100 | 50 | 25
1211.8982 | 30 | 100 | 57.5 | 15
1211.8982 | 30 | 100 | 57.5 | 17.5
1211.8982 | 30 | 100 | 57.5 | 20
1211.8982 | 30 | 100 | 57.5 | 22.5
1211.8982 | 30 | 100 | 57.5 | 25
1211.8982 | 30 | 100 | 60 | 15
1211.8982 | 30 | 100 | 60 | 17.5
1211.8982 | 30 | 100 | 60 | 20
1211.8982 | 30 | 100 | 60 | 22.5
1211.8982 | 30 | 100 | 60 | 25
1211.8982 | 30 | 115 | 35 | 15
1211.8982 | 30 | 115 | 35 | 17.5
1211.8982 | 30 | 115 | 35 | 20
1211.8982 | 30 | 115 | 35 | 22.5
1211.8982 | 30 | 115 | 35 | 25
1211.8982 | 30 | 115 | 45 | 15
1211.8982 | 30 | 115 | 45 | 17.5
1211.8982 | 30 | 115 | 45 | 20
1211.8982 | 30 | 115 | 45 | 22.5
1211.8982 | 30 | 115 | 45 | 25
1211.8982 | 30 | 115 | 50 | 15
1211.8982 | 30 | 115 | 50 | 17.5
1211.8982 | 30 | 115 | 50 | 20
1211.8982 | 30 | 115 | 50 | 22.5
1211.8982 | 30 | 115 | 50 | 25
1211.8982 | 30 | 115 | 57.5 | 15
1211.8982 | 30 | 115 | 57.5 | 17.5
1211.8982 | 30 | 115 | 57.5 | 20
1211.8982 | 30 | 115 | 57.5 | 22.5
1211.8982 | 30 | 115 | 57.5 | 25
1211.8982 | 30 | 115 | 60 | 15
1211.8982 | 30 | 115 | 60 | 17.5
1211.8982 | 30 | 115 | 60 | 20
1211.8982 | 30 | 115 | 60 | 22.5
1211.8982 | 30 | 115 | 60 | 25
1211.8982 | 30 | 129.55 | 35 | 15
1211.8982 | 30 | 129.55 | 35 | 17.5
1211.8982 | 30 | 129.55 | 35 | 20
1211.8982 | 30 | 129.55 | 35 | 22.5
1211.8982 | 30 | 129.55 | 35 | 25
1211.8982 | 30 | 129.55 | 45 | 15
1211.8982 | 30 | 129.55 | 45 | 17.5
1211.8982 | 30 | 129.55 | 45 | 20
1211.8982 | 30 | 129.55 | 45 | 22.5
1211.8982 | 30 | 129.55 | 45 | 25
1211.8982 | 30 | 129.55 | 50 | 15
1211.8982 | 30 | 129.55 | 50 | 17.5
1211.8982 | 30 | 129.55 | 50 | 20
1211.8982 | 30 | 129.55 | 50 | 22.5
1211.8982 | 30 | 129.55 | 50 | 25
1211.8982 | 30 | 129.55 | 57.5 | 15
1211.8982 | 30 | 129.55 | 57.5 | 17.5
1211.8982 | 30 | 129.55 | 57.5 | 20
1211.8982 | 30 | 129.55 | 57.5 | 22.5
1211.8982 | 30 | 129.55 | 57.5 | 25
1211.8982 | 30 | 129.55 | 60 | 15
1211.8982 | 30 | 129.55 | 60 | 17.5
1211.8982 | 30 | 129.55 | 60 | 20
1211.8982 | 30 | 129.55 | 60 | 22.5
1211.8982 | 30 | 129.55 | 60 | 25
1211.8982 | 30 | 145 | 35 | 15
1211.8982 | 30 | 145 | 35 | 17.5
1211.8982 | 30 | 145 | 35 | 20
1211.8982 | 30 | 145 | 35 | 22.5
1211.8982 | 30 | 145 | 35 | 25
1211.8982 | 30 | 145 | 45 | 15
1211.8982 | 30 | 145 | 45 | 17.5
1211.8982 | 30 | 145 | 45 | 20
1211.8982 | 30 | 145 | 45 | 22.5
1211.8982 | 30 | 145 | 45 | 25
1211.8982 | 30 | 145 | 50 | 15
1211.8982 | 30 | 145 | 50 | 17.5
1211.8982 | 30 | 145 | 50 | 20
1211.8982 | 30 | 145 | 50 | 22.5
1211.8982 | 30 | 145 | 50 | 25
1211.8982 | 30 | 145 | 57.5 | 15
1211.8982 | 30 | 145 | 57.5 | 17.5
1211.8982 | 30 | 145 | 57.5 | 20
1211.8982 | 30 | 145 | 57.5 | 22.5
1211.8982 | 30 | 145 | 57.5 | 25
1211.8982 | 30 | 145 | 60 | 15
1211.8982 | 30 | 145 | 60 | 17.5
1211.8982 | 30 | 145 | 60 | 20
1211.8982 | 30 | 145 | 60 | 22.5
1211.8982 | 30 | 145 | 60 | 25
1211.8982 | 30 | 160 | 35 | 15
1211.8982 | 30 | 160 | 35 | 17.5
1211.8982 | 30 | 160 | 35 | 20
1211.8982 | 30 | 160 | 35 | 22.5
1211.8982 | 30 | 160 | 35 | 25
1211.8982 | 30 | 160 | 45 | 15
1211.8982 | 30 | 160 | 45 | 17.5
1211.8982 | 30 | 160 | 45 | 20
1211.8982 | 30 | 160 | 45 | 22.5
1211.8982 | 30 | 160 | 45 | 25
1211.8982 | 30 | 160 | 50 | 15
1211.8982 | 30 | 160 | 50 | 17.5
1211.8982 | 30 | 160 | 50 | 20
1211.8982 | 30 | 160 | 50 | 22.5
1211.8982 | 30 | 160 | 50 | 25
1211.8982 | 30 | 160 | 57.5 | 15
1211.8982 | 30 | 160 | 57.5 | 17.5
1211.8982 | 30 | 160 | 57.5 | 20
1211.8982 | 30 | 160 | 57.5 | 22.5
1211.8982 | 30 | 160 | 57.5 | 25
1211.8982 | 30 | 160 | 60 | 15
1211.8982 | 30 | 160 | 60 | 17.5
1211.8982 | 30 | 160 | 60 | 20
1211.8982 | 30 | 160 | 60 | 22.5
1211.8982 | 30 | 160 | 60 | 25
1211.8982 | 25 | 85 | 35 | 15
1211.8982 | 25 | 85 | 35 | 17.5
1211.8982 | 25 | 85 | 35 | 20
1211.8982 | 25 | 85 | 35 | 22.5
1211.8982 | 25 | 85 | 35 | 25
1211.8982 | 25 | 85 | 45 | 15
1211.8982 | 25 | 85 | 45 | 17.5
1211.8982 | 25 | 85 | 45 | 20
1211.8982 | 25 | 85 | 45 | 22.5
1211.8982 | 25 | 85 | 45 | 25
1211.8982 | 25 | 85 | 50 | 15
1211.8982 | 25 | 85 | 50 | 17.5
1211.8982 | 25 | 85 | 50 | 20
1211.8982 | 25 | 85 | 50 | 22.5
1211.8982 | 25 | 85 | 50 | 25
1211.8982 | 25 | 85 | 57.5 | 15
1211.8982 | 25 | 85 | 57.5 | 17.5
1211.8982 | 25 | 85 | 57.5 | 20
1211.8982 | 25 | 85 | 57.5 | 22.5
1211.8982 | 25 | 85 | 57.5 | 25
1211.8982 | 25 | 85 | 60 | 15
1211.8982 | 25 | 85 | 60 | 17.5
1211.8982 | 25 | 85 | 60 | 20
1211.8982 | 25 | 85 | 60 | 22.5
1211.8982 | 25 | 85 | 60 | 25
1211.8982 | 25 | 100 | 35 | 15
1211.8982 | 25 | 100 | 35 | 17.5
1211.8982 | 25 | 100 | 35 | 20
1211.8982 | 25 | 100 | 35 | 22.5
1211.8982 | 25 | 100 | 35 | 25
1211.8982 | 25 | 100 | 45 | 15
1211.8982 | 25 | 100 | 45 | 17.5
1211.8982 | 25 | 100 | 45 | 20
1211.8982 | 25 | 100 | 45 | 22.5
1211.8982 | 25 | 100 | 45 | 25
1211.8982 | 25 | 100 | 50 | 15
1211.8982 | 25 | 100 | 50 | 17.5
1211.8982 | 25 | 100 | 50 | 20
1211.8982 | 25 | 100 | 50 | 22.5
1211.8982 | 25 | 100 | 50 | 25
1211.8982 | 25 | 100 | 57.5 | 15
1211.8982 | 25 | 100 | 57.5 | 17.5
1211.8982 | 25 | 100 | 57.5 | 20
1211.8982 | 25 | 100 | 57.5 | 22.5
1211.8982 | 25 | 100 | 57.5 | 25
1211.8982 | 25 | 100 | 60 | 15
1211.8982 | 25 | 100 | 60 | 17.5
1211.8982 | 25 | 100 | 60 | 20
1211.8982 | 25 | 100 | 60 | 22.5
1211.8982 | 25 | 100 | 60 | 25
1211.8982 | 25 | 115 | 35 | 15
1211.8982 | 25 | 115 | 35 | 17.5
1211.8982 | 25 | 115 | 35 | 20
1211.8982 | 25 | 115 | 35 | 22.5
1211.8982 | 25 | 115 | 35 | 25
1211.8982 | 25 | 115 | 45 | 15
1211.8982 | 25 | 115 | 45 | 17.5
1211.8982 | 25 | 115 | 45 | 20
1211.8982 | 25 | 115 | 45 | 22.5
1211.8982 | 25 | 115 | 45 | 25
1211.8982 | 25 | 115 | 50 | 15
1211.8982 | 25 | 115 | 50 | 17.5
1211.8982 | 25 | 115 | 50 | 20
1211.8982 | 25 | 115 | 50 | 22.5
1211.8982 | 25 | 115 | 50 | 25
1211.8982 | 25 | 115 | 57.5 | 15
1211.8982 | 25 | 115 | 57.5 | 17.5
1211.8982 | 25 | 115 | 57.5 | 20
1211.8982 | 25 | 115 | 57.5 | 22.5
1211.8982 | 25 | 115 | 57.5 | 25
1211.8982 | 25 | 115 | 60 | 15
1211.8982 | 25 | 115 | 60 | 17.5
1211.8982 | 25 | 115 | 60 | 20
1211.8982 | 25 | 115 | 60 | 22.5
1211.8982 | 25 | 115 | 60 | 25
1211.8982 | 25 | 129.55 | 35 | 15
1211.8982 | 25 | 129.55 | 35 | 17.5
1211.8982 | 25 | 129.55 | 35 | 20
1211.8982 | 25 | 129.55 | 35 | 22.5
1211.8982 | 25 | 129.55 | 35 | 25
1211.8982 | 25 | 129.55 | 45 | 15
1211.8982 | 25 | 129.55 | 45 | 17.5
1211.8982 | 25 | 129.55 | 45 | 20
1211.8982 | 25 | 129.55 | 45 | 22.5
1211.8982 | 25 | 129.55 | 45 | 25
1211.8982 | 25 | 129.55 | 50 | 15
1211.8982 | 25 | 129.55 | 50 | 17.5
1211.8982 | 25 | 129.55 | 50 | 20
1211.8982 | 25 | 129.55 | 50 | 22.5
1211.8982 | 25 | 129.55 | 50 | 25
1211.8982 | 25 | 129.55 | 57.5 | 15
1211.8982 | 25 | 129.55 | 57.5 | 17.5
1211.8982 | 25 | 129.55 | 57.5 | 20
1211.8982 | 25 | 129.55 | 57.5 | 22.5
1211.8982 | 25 | 129.55 | 57.5 | 25
1211.8982 | 25 | 129.55 | 60 | 15
1211.8982 | 25 | 129.55 | 60 | 17.5
1211.8982 | 25 | 129.55 | 60 | 20
1211.8982 | 25 | 129.55 | 60 | 22.5
1211.8982 | 25 | 129.55 | 60 | 25
1211.8982 | 25 | 145 | 35 | 15
1211.8982 | 25 | 145 | 35 | 17.5
1211.8982 | 25 | 145 | 35 | 20
1211.8982 | 25 | 145 | 35 | 22.5
1211.8982 | 25 | 145 | 35 | 25
1211.8982 | 25 | 145 | 45 | 15
1211.8982 | 25 | 145 | 45 | 17.5
1211.8982 | 25 | 145 | 45 | 20
1211.8982 | 25 | 145 | 45 | 22.5
1211.8982 | 25 | 145 | 45 | 25
1211.8982 | 25 | 145 | 50 | 15
1211.8982 | 25 | 145 | 50 | 17.5
1211.8982 | 25 | 145 | 50 | 20
1211.8982 | 25 | 145 | 50 | 22.5
1211.8982 | 25 | 145 | 50 | 25
1211.8982 | 25 | 145 | 57.5 | 15
1211.8982 | 25 | 145 | 57.5 | 17.5
1211.8982 | 25 | 145 | 57.5 | 20
1211.8982 | 25 | 145 | 57.5 | 22.5
1211.8982 | 25 | 145 | 57.5 | 25
1211.8982 | 25 | 145 | 60 | 15
1211.8982 | 25 | 145 | 60 | 17.5
1211.8982 | 25 | 145 | 60 | 20
1211.8982 | 25 | 145 | 60 | 22.5
1211.8982 | 25 | 145 | 60 | 25
1211.8982 | 25 | 160 | 35 | 15
1211.8982 | 25 | 160 | 35 | 17.5
1211.8982 | 25 | 160 | 35 | 20
1211.8982 | 25 | 160 | 35 | 22.5
1211.8982 | 25 | 160 | 35 | 25
1211.8982 | 25 | 160 | 45 | 15
1211.8982 | 25 | 160 | 45 | 17.5
1211.8982 | 25 | 160 | 45 | 20
1211.8982 | 25 | 160 | 45 | 22.5
1211.8982 | 25 | 160 | 45 | 25
1211.8982 | 25 | 160 | 50 | 15
1211.8982 | 25 | 160 | 50 | 17.5
1211.8982 | 25 | 160 | 50 | 20
1211.8982 | 25 | 160 | 50 | 22.5
1211.8982 | 25 | 160 | 50 | 25
1211.8982 | 25 | 160 | 57.5 | 15
1211.8982 | 25 | 160 | 57.5 | 17.5
1211.8982 | 25 | 160 | 57.5 | 20
1211.8982 | 25 | 160 | 57.5 | 22.5
1211.8982 | 25 | 160 | 57.5 | 25
1211.8982 | 25 | 160 | 60 | 15
1211.8982 | 25 | 160 | 60 | 17.5
1211.8982 | 25 | 160 | 60 | 20
1211.8982 | 25 | 160 | 60 | 22.5
1211.8982 | 25 | 160 | 60 | 25
1211.8982 | 20 | 85 | 35 | 15
1211.8982 | 20 | 85 | 35 | 17.5
1211.8982 | 20 | 85 | 35 | 20
1211.8982 | 20 | 85 | 35 | 22.5
1211.8982 | 20 | 85 | 35 | 25
1211.8982 | 20 | 85 | 45 | 15
1211.8982 | 20 | 85 | 45 | 17.5
1211.8982 | 20 | 85 | 45 | 20
1211.8982 | 20 | 85 | 45 | 22.5
1211.8982 | 20 | 85 | 45 | 25
1211.8982 | 20 | 85 | 50 | 15
1211.8982 | 20 | 85 | 50 | 17.5
1211.8982 | 20 | 85 | 50 | 20
1211.8982 | 20 | 85 | 50 | 22.5
1211.8982 | 20 | 85 | 50 | 25
1211.8982 | 20 | 85 | 57.5 | 15
1211.8982 | 20 | 85 | 57.5 | 17.5
1211.8982 | 20 | 85 | 57.5 | 20
1211.8982 | 20 | 85 | 57.5 | 22.5
1211.8982 | 20 | 85 | 57.5 | 25
1211.8982 | 20 | 85 | 60 | 15
1211.8982 | 20 | 85 | 60 | 17.5
1211.8982 | 20 | 85 | 60 | 20
1211.8982 | 20 | 85 | 60 | 22.5
1211.8982 | 20 | 85 | 60 | 25
1211.8982 | 20 | 100 | 35 | 15
1211.8982 | 20 | 100 | 35 | 17.5
1211.8982 | 20 | 100 | 35 | 20
1211.8982 | 20 | 100 | 35 | 22.5
1211.8982 | 20 | 100 | 35 | 25
1211.8982 | 20 | 100 | 45 | 15
1211.8982 | 20 | 100 | 45 | 17.5
1211.8982 | 20 | 100 | 45 | 20
1211.8982 | 20 | 100 | 45 | 22.5
1211.8982 | 20 | 100 | 45 | 25
1211.8982 | 20 | 100 | 50 | 15
1211.8982 | 20 | 100 | 50 | 17.5
1211.8982 | 20 | 100 | 50 | 20
1211.8982 | 20 | 100 | 50 | 22.5
1211.8982 | 20 | 100 | 50 | 25
1211.8982 | 20 | 100 | 57.5 | 15
1211.8982 | 20 | 100 | 57.5 | 17.5
1211.8982 | 20 | 100 | 57.5 | 20
1211.8982 | 20 | 100 | 57.5 | 22.5
1211.8982 | 20 | 100 | 57.5 | 25
1211.8982 | 20 | 100 | 60 | 15
1211.8982 | 20 | 100 | 60 | 17.5
1211.8982 | 20 | 100 | 60 | 20
1211.8982 | 20 | 100 | 60 | 22.5
1211.8982 | 20 | 100 | 60 | 25
1211.8982 | 20 | 115 | 35 | 15
1211.8982 | 20 | 115 | 35 | 17.5
1211.8982 | 20 | 115 | 35 | 20
1211.8982 | 20 | 115 | 35 | 22.5
1211.8982 | 20 | 115 | 35 | 25
1211.8982 | 20 | 115 | 45 | 15
1211.8982 | 20 | 115 | 45 | 17.5
1211.8982 | 20 | 115 | 45 | 20
1211.8982 | 20 | 115 | 45 | 22.5
1211.8982 | 20 | 115 | 45 | 25
1211.8982 | 20 | 115 | 50 | 15
1211.8982 | 20 | 115 | 50 | 17.5
1211.8982 | 20 | 115 | 50 | 20
1211.8982 | 20 | 115 | 50 | 22.5
1211.8982 | 20 | 115 | 50 | 25
1211.8982 | 20 | 115 | 57.5 | 15
1211.8982 | 20 | 115 | 57.5 | 17.5
1211.8982 | 20 | 115 | 57.5 | 20
1211.8982 | 20 | 115 | 57.5 | 22.5
1211.8982 | 20 | 115 | 57.5 | 25
1211.8982 | 20 | 115 | 60 | 15
1211.8982 | 20 | 115 | 60 | 17.5
1211.8982 | 20 | 115 | 60 | 20
1211.8982 | 20 | 115 | 60 | 22.5
1211.8982 | 20 | 115 | 60 | 25
1211.8982 | 20 | 129.55 | 35 | 15
1211.8982 | 20 | 129.55 | 35 | 17.5
1211.8982 | 20 | 129.55 | 35 | 20
1211.8982 | 20 | 129.55 | 35 | 22.5
1211.8982 | 20 | 129.55 | 35 | 25
1211.8982 | 20 | 129.55 | 45 | 15
1211.8982 | 20 | 129.55 | 45 | 17.5
1211.8982 | 20 | 129.55 | 45 | 20
1211.8982 | 20 | 129.55 | 45 | 22.5
1211.8982 | 20 | 129.55 | 45 | 25
1211.8982 | 20 | 129.55 | 50 | 15
1211.8982 | 20 | 129.55 | 50 | 17.5
1211.8982 | 20 | 129.55 | 50 | 20
1211.8982 | 20 | 129.55 | 50 | 22.5
1211.8982 | 20 | 129.55 | 50 | 25
1211.8982 | 20 | 129.55 | 57.5 | 15
1211.8982 | 20 | 129.55 | 57.5 | 17.5
1211.8982 | 20 | 129.55 | 57.5 | 20
1211.8982 | 20 | 129.55 | 57.5 | 22.5
1211.8982 | 20 | 129.55 | 57.5 | 25
1211.8982 | 20 | 129.55 | 60 | 15
1211.8982 | 20 | 129.55 | 60 | 17.5
1211.8982 | 20 | 129.55 | 60 | 20
1211.8982 | 20 | 129.55 | 60 | 22.5
1211.8982 | 20 | 129.55 | 60 | 25
1211.8982 | 20 | 145 | 35 | 15
1211.8982 | 20 | 145 | 35 | 17.5
1211.8982 | 20 | 145 | 35 | 20
1211.8982 | 20 | 145 | 35 | 22.5
1211.8982 | 20 | 145 | 35 | 25
1211.8982 | 20 | 145 | 45 | 15
1211.8982 | 20 | 145 | 45 | 17.5
1211.8982 | 20 | 145 | 45 | 20
1211.8982 | 20 | 145 | 45 | 22.5
1211.8982 | 20 | 145 | 45 | 25
1211.8982 | 20 | 145 | 50 | 15
1211.8982 | 20 | 145 | 50 | 17.5
1211.8982 | 20 | 145 | 50 | 20
1211.8982 | 20 | 145 | 50 | 22.5
1211.8982 | 20 | 145 | 50 | 25
1211.8982 | 20 | 145 | 57.5 | 15
1211.8982 | 20 | 145 | 57.5 | 17.5
1211.8982 | 20 | 145 | 57.5 | 20
1211.8982 | 20 | 145 | 57.5 | 22.5
1211.8982 | 20 | 145 | 57.5 | 25
1211.8982 | 20 | 145 | 60 | 15
1211.8982 | 20 | 145 | 60 | 17.5
1211.8982 | 20 | 145 | 60 | 20
1211.8982 | 20 | 145 | 60 | 22.5
1211.8982 | 20 | 145 | 60 | 25
1211.8982 | 20 | 160 | 35 | 15
1211.8982 | 20 | 160 | 35 | 17.5
1211.8982 | 20 | 160 | 35 | 20
1211.8982 | 20 | 160 | 35 | 22.5
1211.8982 | 20 | 160 | 35 | 25
1211.8982 | 20 | 160 | 45 | 15
1211.8982 | 20 | 160 | 45 | 17.5
1211.8982 | 20 | 160 | 45 | 20
1211.8982 | 20 | 160 | 45 | 22.5
1211.8982 | 20 | 160 | 45 | 25
1211.8982 | 20 | 160 | 50 | 15
1211.8982 | 20 | 160 | 50 | 17.5
1211.8982 | 20 | 160 | 50 | 20
1211.8982 | 20 | 160 | 50 | 22.5
1211.8982 | 20 | 160 | 50 | 25
1211.8982 | 20 | 160 | 57.5 | 15
1211.8982 | 20 | 160 | 57.5 | 17.5
1211.8982 | 20 | 160 | 57.5 | 20
1211.8982 | 20 | 160 | 57.5 | 22.5
1211.8982 | 20 | 160 | 57.5 | 25
1211.8982 | 20 | 160 | 60 | 15
1211.8982 | 20 | 160 | 60 | 17.5
1211.8982 | 20 | 160 | 60 | 20
1211.8982 | 20 | 160 | 60 | 22.5
1211.8982 | 20 | 160 | 60 | 25
1211.8982 | 15 | 85 | 35 | 15
1211.8982 | 15 | 85 | 35 | 17.5
1211.8982 | 15 | 85 | 35 | 20
1211.8982 | 15 | 85 | 35 | 22.5
1211.8982 | 15 | 85 | 35 | 25
1211.8982 | 15 | 85 | 45 | 15
1211.8982 | 15 | 85 | 45 | 17.5
1211.8982 | 15 | 85 | 45 | 20
1211.8982 | 15 | 85 | 45 | 22.5
1211.8982 | 15 | 85 | 45 | 25
1211.8982 | 15 | 85 | 50 | 15
1211.8982 | 15 | 85 | 50 | 17.5
1211.8982 | 15 | 85 | 50 | 20
1211.8982 | 15 | 85 | 50 | 22.5
1211.8982 | 15 | 85 | 50 | 25
1211.8982 | 15 | 85 | 57.5 | 15
1211.8982 | 15 | 85 | 57.5 | 17.5
1211.8982 | 15 | 85 | 57.5 | 20
1211.8982 | 15 | 85 | 57.5 | 22.5
1211.8982 | 15 | 85 | 57.5 | 25
1211.8982 | 15 | 85 | 60 | 15
1211.8982 | 15 | 85 | 60 | 17.5
1211.8982 | 15 | 85 | 60 | 20
1211.8982 | 15 | 85 | 60 | 22.5
1211.8982 | 15 | 85 | 60 | 25
1211.8982 | 15 | 100 | 35 | 15
1211.8982 | 15 | 100 | 35 | 17.5
1211.8982 | 15 | 100 | 35 | 20
1211.8982 | 15 | 100 | 35 | 22.5
1211.8982 | 15 | 100 | 35 | 25
1211.8982 | 15 | 100 | 45 | 15
1211.8982 | 15 | 100 | 45 | 17.5
1211.8982 | 15 | 100 | 45 | 20
1211.8982 | 15 | 100 | 45 | 22.5
1211.8982 | 15 | 100 | 45 | 25
1211.8982 | 15 | 100 | 50 | 15
1211.8982 | 15 | 100 | 50 | 17.5
1211.8982 | 15 | 100 | 50 | 20
1211.8982 | 15 | 100 | 50 | 22.5
1211.8982 | 15 | 100 | 50 | 25
1211.8982 | 15 | 100 | 57.5 | 15
1211.8982 | 15 | 100 | 57.5 | 17.5
1211.8982 | 15 | 100 | 57.5 | 20
1211.8982 | 15 | 100 | 57.5 | 22.5
1211.8982 | 15 | 100 | 57.5 | 25
1211.8982 | 15 | 100 | 60 | 15
1211.8982 | 15 | 100 | 60 | 17.5
1211.8982 | 15 | 100 | 60 | 20
1211.8982 | 15 | 100 | 60 | 22.5
1211.8982 | 15 | 100 | 60 | 25
1211.8982 | 15 | 115 | 35 | 15
1211.8982 | 15 | 115 | 35 | 17.5
1211.8982 | 15 | 115 | 35 | 20
1211.8982 | 15 | 115 | 35 | 22.5
1211.8982 | 15 | 115 | 35 | 25
1211.8982 | 15 | 115 | 45 | 15
1211.8982 | 15 | 115 | 45 | 17.5
1211.8982 | 15 | 115 | 45 | 20
1211.8982 | 15 | 115 | 45 | 22.5
1211.8982 | 15 | 115 | 45 | 25
1211.8982 | 15 | 115 | 50 | 15
1211.8982 | 15 | 115 | 50 | 17.5
1211.8982 | 15 | 115 | 50 | 20
1211.8982 | 15 | 115 | 50 | 22.5
1211.8982 | 15 | 115 | 50 | 25
1211.8982 | 15 | 115 | 57.5 | 15
1211.8982 | 15 | 115 | 57.5 | 17.5
1211.8982 | 15 | 115 | 57.5 | 20
1211.8982 | 15 | 115 | 57.5 | 22.5
1211.8982 | 15 | 115 | 57.5 | 25
1211.8982 | 15 | 115 | 60 | 15
1211.8982 | 15 | 115 | 60 | 17.5
1211.8982 | 15 | 115 | 60 | 20
1211.8982 | 15 | 115 | 60 | 22.5
1211.8982 | 15 | 115 | 60 | 25
1211.8982 | 15 | 129.55 | 35 | 15
1211.8982 | 15 | 129.55 | 35 | 17.5
1211.8982 | 15 | 129.55 | 35 | 20
1211.8982 | 15 | 129.55 | 35 | 22.5
1211.8982 | 15 | 129.55 | 35 | 25
1211.8982 | 15 | 129.55 | 45 | 15
1211.8982 | 15 | 129.55 | 45 | 17.5
1211.8982 | 15 | 129.55 | 45 | 20
1211.8982 | 15 | 129.55 | 45 | 22.5
1211.8982 | 15 | 129.55 | 45 | 25
1211.8982 | 15 | 129.55 | 50 | 15
1211.8982 | 15 | 129.55 | 50 | 17.5
1211.8982 | 15 | 129.55 | 50 | 20
1211.8982 | 15 | 129.55 | 50 | 22.5
1211.8982 | 15 | 129.55 | 50 | 25
1211.8982 | 15 | 129.55 | 57.5 | 15
1211.8982 | 15 | 129.55 | 57.5 | 17.5
1211.8982 | 15 | 129.55 | 57.5 | 20
1211.8982 | 15 | 129.55 | 57.5 | 22.5
1211.8982 | 15 | 129.55 | 57.5 | 25
1211.8982 | 15 | 129.55 | 60 | 15
1211.8982 | 15 | 129.55 | 60 | 17.5
1211.8982 | 15 | 129.55 | 60 | 20
1211.8982 | 15 | 129.55 | 60 | 22.5
1211.8982 | 15 | 129.55 | 60 | 25
1211.8982 | 15 | 145 | 35 | 15
1211.8982 | 15 | 145 | 35 | 17.5
1211.8982 | 15 | 145 | 35 | 20
1211.8982 | 15 | 145 | 35 | 22.5
1211.8982 | 15 | 145 | 35 | 25
1211.8982 | 15 | 145 | 45 | 15
1211.8982 | 15 | 145 | 45 | 17.5
1211.8982 | 15 | 145 | 45 | 20
1211.8982 | 15 | 145 | 45 | 22.5
1211.8982 | 15 | 145 | 45 | 25
1211.8982 | 15 | 145 | 50 | 15
1211.8982 | 15 | 145 | 50 | 17.5
1211.8982 | 15 | 145 | 50 | 20
1211.8982 | 15 | 145 | 50 | 22.5
1211.8982 | 15 | 145 | 50 | 25
1211.8982 | 15 | 145 | 57.5 | 15
1211.8982 | 15 | 145 | 57.5 | 17.5
1211.8982 | 15 | 145 | 57.5 | 20
1211.8982 | 15 | 145 | 57.5 | 22.5
1211.8982 | 15 | 145 | 57.5 | 25
1211.8982 | 15 | 145 | 60 | 15
1211.8982 | 15 | 145 | 60 | 17.5
1211.8982 | 15 | 145 | 60 | 20
1211.8982 | 15 | 145 | 60 | 22.5
1211.8982 | 15 | 145 | 60 | 25
1211.8982 | 15 | 160 | 35 | 15
1211.8982 | 15 | 160 | 35 | 17.5
1211.8982 | 15 | 160 | 35 | 20
1211.8982 | 15 | 160 | 35 | 22.5
1211.8982 | 15 | 160 | 35 | 25
1211.8982 | 15 | 160 | 45 | 15
1211.8982 | 15 | 160 | 45 | 17.5
1211.8982 | 15 | 160 | 45 | 20
1211.8982 | 15 | 160 | 45 | 22.5
1211.8982 | 15 | 160 | 45 | 25
1211.8982 | 15 | 160 | 50 | 15
1211.8982 | 15 | 160 | 50 | 17.5
1211.8982 | 15 | 160 | 50 | 20
1211.8982 | 15 | 160 | 50 | 22.5
1211.8982 | 15 | 160 | 50 | 25
1211.8982 | 15 | 160 | 57.5 | 15
1211.8982 | 15 | 160 | 57.5 | 17.5
1211.8982 | 15 | 160 | 57.5 | 20
1211.8982 | 15 | 160 | 57.5 | 22.5
1211.8982 | 15 | 160 | 57.5 | 25
1211.8982 | 15 | 160 | 60 | 15
1211.8982 | 15 | 160 | 60 | 17.5
1211.8982 | 15 | 160 | 60 | 20
1211.8982 | 15 | 160 | 60 | 22.5
1211.8982 | 15 | 160 | 60 | 25
1211.8982 | 10 | 85 | 35 | 15
1211.8982 | 10 | 85 | 35 | 17.5
1211.8982 | 10 | 85 | 35 | 20
1211.8982 | 10 | 85 | 35 | 22.5
1211.8982 | 10 | 85 | 35 | 25
1211.8982 | 10 | 85 | 45 | 15
1211.8982 | 10 | 85 | 45 | 17.5
1211.8982 | 10 | 85 | 45 | 20
1211.8982 | 10 | 85 | 45 | 22.5
1211.8982 | 10 | 85 | 45 | 25
1211.8982 | 10 | 85 | 50 | 15
1211.8982 | 10 | 85 | 50 | 17.5
1211.8982 | 10 | 85 | 50 | 20
1211.8982 | 10 | 85 | 50 | 22.5
1211.8982 | 10 | 85 | 50 | 25
1211.8982 | 10 | 85 | 57.5 | 15
1211.8982 | 10 | 85 | 57.5 | 17.5
1211.8982 | 10 | 85 | 57.5 | 20
1211.8982 | 10 | 85 | 57.5 | 22.5
1211.8982 | 10 | 85 | 57.5 | 25
1211.8982 | 10 | 85 | 60 | 15
1211.8982 | 10 | 85 | 60 | 17.5
1211.8982 | 10 | 85 | 60 | 20
1211.8982 | 10 | 85 | 60 | 22.5
1211.8982 | 10 | 85 | 60 | 25
1211.8982 | 10 | 100 | 35 | 15
1211.8982 | 10 | 100 | 35 | 17.5
1211.8982 | 10 | 100 | 35 | 20
1211.8982 | 10 | 100 | 35 | 22.5
1211.8982 | 10 | 100 | 35 | 25
1211.8982 | 10 | 100 | 45 | 15
1211.8982 | 10 | 100 | 45 | 17.5
1211.8982 | 10 | 100 | 45 | 20
1211.8982 | 10 | 100 | 45 | 22.5
1211.8982 | 10 | 100 | 45 | 25
1211.8982 | 10 | 100 | 50 | 15
1211.8982 | 10 | 100 | 50 | 17.5
1211.8982 | 10 | 100 | 50 | 20
1211.8982 | 10 | 100 | 50 | 22.5
1211.8982 | 10 | 100 | 50 | 25
1211.8982 | 10 | 100 | 57.5 | 15
1211.8982 | 10 | 100 | 57.5 | 17.5
1211.8982 | 10 | 100 | 57.5 | 20
1211.8982 | 10 | 100 | 57.5 | 22.5
1211.8982 | 10 | 100 | 57.5 | 25
1211.8982 | 10 | 100 | 60 | 15
1211.8982 | 10 | 100 | 60 | 17.5
1211.8982 | 10 | 100 | 60 | 20
1211.8982 | 10 | 100 | 60 | 22.5
1211.8982 | 10 | 100 | 60 | 25
1211.8982 | 10 | 115 | 35 | 15
1211.8982 | 10 | 115 | 35 | 17.5
1211.8982 | 10 | 115 | 35 | 20
1211.8982 | 10 | 115 | 35 | 22.5
1211.8982 | 10 | 115 | 35 | 25
1211.8982 | 10 | 115 | 45 | 15
1211.8982 | 10 | 115 | 45 | 17.5
1211.8982 | 10 | 115 | 45 | 20
1211.8982 | 10 | 115 | 45 | 22.5
1211.8982 | 10 | 115 | 45 | 25
1211.8982 | 10 | 115 | 50 | 15
1211.8982 | 10 | 115 | 50 | 17.5
1211.8982 | 10 | 115 | 50 | 20
1211.8982 | 10 | 115 | 50 | 22.5
1211.8982 | 10 | 115 | 50 | 25
1211.8982 | 10 | 115 | 57.5 | 15
1211.8982 | 10 | 115 | 57.5 | 17.5
1211.8982 | 10 | 115 | 57.5 | 20
1211.8982 | 10 | 115 | 57.5 | 22.5
1211.8982 | 10 | 115 | 57.5 | 25
1211.8982 | 10 | 115 | 60 | 15
1211.8982 | 10 | 115 | 60 | 17.5
1211.8982 | 10 | 115 | 60 | 20
1211.8982 | 10 | 115 | 60 | 22.5
1211.8982 | 10 | 115 | 60 | 25
1211.8982 | 10 | 129.55 | 35 | 15
1211.8982 | 10 | 129.55 | 35 | 17.5
1211.8982 | 10 | 129.55 | 35 | 20
1211.8982 | 10 | 129.55 | 35 | 22.5
1211.8982 | 10 | 129.55 | 35 | 25
1211.8982 | 10 | 129.55 | 45 | 15
1211.8982 | 10 | 129.55 | 45 | 17.5
1211.8982 | 10 | 129.55 | 45 | 20
1211.8982 | 10 | 129.55 | 45 | 22.5
1211.8982 | 10 | 129.55 | 45 | 25
1211.8982 | 10 | 129.55 | 50 | 15
1211.8982 | 10 | 129.55 | 50 | 17.5
1211.8982 | 10 | 129.55 | 50 | 20
1211.8982 | 10 | 129.55 | 50 | 22.5
1211.8982 | 10 | 129.55 | 50 | 25
1211.8982 | 10 | 129.55 | 57.5 | 15
1211.8982 | 10 | 129.55 | 57.5 | 17.5
1211.8982 | 10 | 129.55 | 57.5 | 20
1211.8982 | 10 | 129.55 | 57.5 | 22.5
1211.8982 | 10 | 129.55 | 57.5 | 25
1211.8982 | 10 | 129.55 | 60 | 15
1211.8982 | 10 | 129.55 | 60 | 17.5
1211.8982 | 10 | 129.55 | 60 | 20
1211.8982 | 10 | 129.55 | 60 | 22.5
1211.8982 | 10 | 129.55 | 60 | 25
1211.8982 | 10 | 145 | 35 | 15
1211.8982 | 10 | 145 | 35 | 17.5
1211.8982 | 10 | 145 | 35 | 20
1211.8982 | 10 | 145 | 35 | 22.5
1211.8982 | 10 | 145 | 35 | 25
1211.8982 | 10 | 145 | 45 | 15
1211.8982 | 10 | 145 | 45 | 17.5
1211.8982 | 10 | 145 | 45 | 20
1211.8982 | 10 | 145 | 45 | 22.5
1211.8982 | 10 | 145 | 45 | 25
1211.8982 | 10 | 145 | 50 | 15
1211.8982 | 10 | 145 | 50 | 17.5
1211.8982 | 10 | 145 | 50 | 20
1211.8982 | 10 | 145 | 50 | 22.5
1211.8982 | 10 | 145 | 50 | 25
1211.8982 | 10 | 145 | 57.5 | 15
1211.8982 | 10 | 145 | 57.5 | 17.5
1211.8982 | 10 | 145 | 57.5 | 20
1211.8982 | 10 | 145 | 57.5 | 22.5
1211.8982 | 10 | 145 | 57.5 | 25
1211.8982 | 10 | 145 | 60 | 15
1211.8982 | 10 | 145 | 60 | 17.5
1211.8982 | 10 | 145 | 60 | 20
1211.8982 | 10 | 145 | 60 | 22.5
1211.8982 | 10 | 145 | 60 | 25
1211.8982 | 10 | 160 | 35 | 15
1211.8982 | 10 | 160 | 35 | 17.5
1211.8982 | 10 | 160 | 35 | 20
1211.8982 | 10 | 160 | 35 | 22.5
1211.8982 | 10 | 160 | 35 | 25
1211.8982 | 10 | 160 | 45 | 15
1211.8982 | 10 | 160 | 45 | 17.5
1211.8982 | 10 | 160 | 45 | 20
1211.8982 | 10 | 160 | 45 | 22.5
1211.8982 | 10 | 160 | 45 | 25
1211.8982 | 10 | 160 | 50 | 15
1211.8982 | 10 | 160 | 50 | 17.5
1211.8982 | 10 | 160 | 50 | 20
1211.8982 | 10 | 160 | 50 | 22.5
1211.8982 | 10 | 160 | 50 | 25
1211.8982 | 10 | 160 | 57.5 | 15
1211.8982 | 10 | 160 | 57.5 | 17.5
1211.8982 | 10 | 160 | 57.5 | 20
1211.8982 | 10 | 160 | 57.5 | 22.5
1211.8982 | 10 | 160 | 57.5 | 25
1211.8982 | 10 | 160 | 60 | 15
1211.8982 | 10 | 160 | 60 | 17.5
1211.8982 | 10 | 160 | 60 | 20
1211.8982 | 10 | 160 | 60 | 22.5
1211.8982 | 10 | 160 | 60 | 25
1514.8728 | 30 | 85 | 35 | 15
1514.8728 | 30 | 85 | 35 | 17.5
1514.8728 | 30 | 85 | 35 | 20
1514.8728 | 30 | 85 | 35 | 22.5
1514.8728 | 30 | 85 | 35 | 25
1514.8728 | 30 | 85 | 45 | 15
1514.8728 | 30 | 85 | 45 | 17.5
1514.8728 | 30 | 85 | 45 | 20
1514.8728 | 30 | 85 | 45 | 22.5
1514.8728 | 30 | 85 | 45 | 25
1514.8728 | 30 | 85 | 50 | 15
1514.8728 | 30 | 85 | 50 | 17.5
1514.8728 | 30 | 85 | 50 | 20
1514.8728 | 30 | 85 | 50 | 22.5
1514.8728 | 30 | 85 | 50 | 25
1514.8728 | 30 | 85 | 57.5 | 15
1514.8728 | 30 | 85 | 57.5 | 17.5
1514.8728 | 30 | 85 | 57.5 | 20
1514.8728 | 30 | 85 | 57.5 | 22.5
1514.8728 | 30 | 85 | 57.5 | 25
1514.8728 | 30 | 85 | 60 | 15
1514.8728 | 30 | 85 | 60 | 17.5
1514.8728 | 30 | 85 | 60 | 20
1514.8728 | 30 | 85 | 60 | 22.5
1514.8728 | 30 | 85 | 60 | 25
1514.8728 | 30 | 100 | 35 | 15
1514.8728 | 30 | 100 | 35 | 17.5
1514.8728 | 30 | 100 | 35 | 20
1514.8728 | 30 | 100 | 35 | 22.5
1514.8728 | 30 | 100 | 35 | 25
1514.8728 | 30 | 100 | 45 | 15
1514.8728 | 30 | 100 | 45 | 17.5
1514.8728 | 30 | 100 | 45 | 20
1514.8728 | 30 | 100 | 45 | 22.5
1514.8728 | 30 | 100 | 45 | 25
1514.8728 | 30 | 100 | 50 | 15
1514.8728 | 30 | 100 | 50 | 17.5
1514.8728 | 30 | 100 | 50 | 20
1514.8728 | 30 | 100 | 50 | 22.5
1514.8728 | 30 | 100 | 50 | 25
1514.8728 | 30 | 100 | 57.5 | 15
1514.8728 | 30 | 100 | 57.5 | 17.5
1514.8728 | 30 | 100 | 57.5 | 20
1514.8728 | 30 | 100 | 57.5 | 22.5
1514.8728 | 30 | 100 | 57.5 | 25
1514.8728 | 30 | 100 | 60 | 15
1514.8728 | 30 | 100 | 60 | 17.5
1514.8728 | 30 | 100 | 60 | 20
1514.8728 | 30 | 100 | 60 | 22.5
1514.8728 | 30 | 100 | 60 | 25
1514.8728 | 30 | 115 | 35 | 15
1514.8728 | 30 | 115 | 35 | 17.5
1514.8728 | 30 | 115 | 35 | 20
1514.8728 | 30 | 115 | 35 | 22.5
1514.8728 | 30 | 115 | 35 | 25
1514.8728 | 30 | 115 | 45 | 15
1514.8728 | 30 | 115 | 45 | 17.5
1514.8728 | 30 | 115 | 45 | 20
1514.8728 | 30 | 115 | 45 | 22.5
1514.8728 | 30 | 115 | 45 | 25
1514.8728 | 30 | 115 | 50 | 15
1514.8728 | 30 | 115 | 50 | 17.5
1514.8728 | 30 | 115 | 50 | 20
1514.8728 | 30 | 115 | 50 | 22.5
1514.8728 | 30 | 115 | 50 | 25
1514.8728 | 30 | 115 | 57.5 | 15
1514.8728 | 30 | 115 | 57.5 | 17.5
1514.8728 | 30 | 115 | 57.5 | 20
1514.8728 | 30 | 115 | 57.5 | 22.5
1514.8728 | 30 | 115 | 57.5 | 25
1514.8728 | 30 | 115 | 60 | 15
1514.8728 | 30 | 115 | 60 | 17.5
1514.8728 | 30 | 115 | 60 | 20
1514.8728 | 30 | 115 | 60 | 22.5
1514.8728 | 30 | 115 | 60 | 25
1514.8728 | 30 | 129.55 | 35 | 15
1514.8728 | 30 | 129.55 | 35 | 17.5
1514.8728 | 30 | 129.55 | 35 | 20
1514.8728 | 30 | 129.55 | 35 | 22.5
1514.8728 | 30 | 129.55 | 35 | 25
1514.8728 | 30 | 129.55 | 45 | 15
1514.8728 | 30 | 129.55 | 45 | 17.5
1514.8728 | 30 | 129.55 | 45 | 20
1514.8728 | 30 | 129.55 | 45 | 22.5
1514.8728 | 30 | 129.55 | 45 | 25
1514.8728 | 30 | 129.55 | 50 | 15
1514.8728 | 30 | 129.55 | 50 | 17.5
1514.8728 | 30 | 129.55 | 50 | 20
1514.8728 | 30 | 129.55 | 50 | 22.5
1514.8728 | 30 | 129.55 | 50 | 25
1514.8728 | 30 | 129.55 | 57.5 | 15
1514.8728 | 30 | 129.55 | 57.5 | 17.5
1514.8728 | 30 | 129.55 | 57.5 | 20
1514.8728 | 30 | 129.55 | 57.5 | 22.5
1514.8728 | 30 | 129.55 | 57.5 | 25
1514.8728 | 30 | 129.55 | 60 | 15
1514.8728 | 30 | 129.55 | 60 | 17.5
1514.8728 | 30 | 129.55 | 60 | 20
1514.8728 | 30 | 129.55 | 60 | 22.5
1514.8728 | 30 | 129.55 | 60 | 25
1514.8728 | 30 | 145 | 35 | 15
1514.8728 | 30 | 145 | 35 | 17.5
1514.8728 | 30 | 145 | 35 | 20
1514.8728 | 30 | 145 | 35 | 22.5
1514.8728 | 30 | 145 | 35 | 25
1514.8728 | 30 | 145 | 45 | 15
1514.8728 | 30 | 145 | 45 | 17.5
1514.8728 | 30 | 145 | 45 | 20
1514.8728 | 30 | 145 | 45 | 22.5
1514.8728 | 30 | 145 | 45 | 25
1514.8728 | 30 | 145 | 50 | 15
1514.8728 | 30 | 145 | 50 | 17.5
1514.8728 | 30 | 145 | 50 | 20
1514.8728 | 30 | 145 | 50 | 22.5
1514.8728 | 30 | 145 | 50 | 25
1514.8728 | 30 | 145 | 57.5 | 15
1514.8728 | 30 | 145 | 57.5 | 17.5
1514.8728 | 30 | 145 | 57.5 | 20
1514.8728 | 30 | 145 | 57.5 | 22.5
1514.8728 | 30 | 145 | 57.5 | 25
1514.8728 | 30 | 145 | 60 | 15
1514.8728 | 30 | 145 | 60 | 17.5
1514.8728 | 30 | 145 | 60 | 20
1514.8728 | 30 | 145 | 60 | 22.5
1514.8728 | 30 | 145 | 60 | 25
1514.8728 | 30 | 160 | 35 | 15
1514.8728 | 30 | 160 | 35 | 17.5
1514.8728 | 30 | 160 | 35 | 20
1514.8728 | 30 | 160 | 35 | 22.5
1514.8728 | 30 | 160 | 35 | 25
1514.8728 | 30 | 160 | 45 | 15
1514.8728 | 30 | 160 | 45 | 17.5
1514.8728 | 30 | 160 | 45 | 20
1514.8728 | 30 | 160 | 45 | 22.5
1514.8728 | 30 | 160 | 45 | 25
1514.8728 | 30 | 160 | 50 | 15
1514.8728 | 30 | 160 | 50 | 17.5
1514.8728 | 30 | 160 | 50 | 20
1514.8728 | 30 | 160 | 50 | 22.5
1514.8728 | 30 | 160 | 50 | 25
1514.8728 | 30 | 160 | 57.5 | 15
1514.8728 | 30 | 160 | 57.5 | 17.5
1514.8728 | 30 | 160 | 57.5 | 20
1514.8728 | 30 | 160 | 57.5 | 22.5
1514.8728 | 30 | 160 | 57.5 | 25
1514.8728 | 30 | 160 | 60 | 15
1514.8728 | 30 | 160 | 60 | 17.5
1514.8728 | 30 | 160 | 60 | 20
1514.8728 | 30 | 160 | 60 | 22.5
1514.8728 | 30 | 160 | 60 | 25
1514.8728 | 25 | 85 | 35 | 15
1514.8728 | 25 | 85 | 35 | 17.5
1514.8728 | 25 | 85 | 35 | 20
1514.8728 | 25 | 85 | 35 | 22.5
1514.8728 | 25 | 85 | 35 | 25
1514.8728 | 25 | 85 | 45 | 15
1514.8728 | 25 | 85 | 45 | 17.5
1514.8728 | 25 | 85 | 45 | 20
1514.8728 | 25 | 85 | 45 | 22.5
1514.8728 | 25 | 85 | 45 | 25
1514.8728 | 25 | 85 | 50 | 15
1514.8728 | 25 | 85 | 50 | 17.5
1514.8728 | 25 | 85 | 50 | 20
1514.8728 | 25 | 85 | 50 | 22.5
1514.8728 | 25 | 85 | 50 | 25
1514.8728 | 25 | 85 | 57.5 | 15
1514.8728 | 25 | 85 | 57.5 | 17.5
1514.8728 | 25 | 85 | 57.5 | 20
1514.8728 | 25 | 85 | 57.5 | 22.5
1514.8728 | 25 | 85 | 57.5 | 25
1514.8728 | 25 | 85 | 60 | 15
1514.8728 | 25 | 85 | 60 | 17.5
1514.8728 | 25 | 85 | 60 | 20
1514.8728 | 25 | 85 | 60 | 22.5
1514.8728 | 25 | 85 | 60 | 25
1514.8728 | 25 | 100 | 35 | 15
1514.8728 | 25 | 100 | 35 | 17.5
1514.8728 | 25 | 100 | 35 | 20
1514.8728 | 25 | 100 | 35 | 22.5
1514.8728 | 25 | 100 | 35 | 25
1514.8728 | 25 | 100 | 45 | 15
1514.8728 | 25 | 100 | 45 | 17.5
1514.8728 | 25 | 100 | 45 | 20
1514.8728 | 25 | 100 | 45 | 22.5
1514.8728 | 25 | 100 | 45 | 25
1514.8728 | 25 | 100 | 50 | 15
1514.8728 | 25 | 100 | 50 | 17.5
1514.8728 | 25 | 100 | 50 | 20
1514.8728 | 25 | 100 | 50 | 22.5
1514.8728 | 25 | 100 | 50 | 25
1514.8728 | 25 | 100 | 57.5 | 15
1514.8728 | 25 | 100 | 57.5 | 17.5
1514.8728 | 25 | 100 | 57.5 | 20
1514.8728 | 25 | 100 | 57.5 | 22.5
1514.8728 | 25 | 100 | 57.5 | 25
1514.8728 | 25 | 100 | 60 | 15
1514.8728 | 25 | 100 | 60 | 17.5
1514.8728 | 25 | 100 | 60 | 20
1514.8728 | 25 | 100 | 60 | 22.5
1514.8728 | 25 | 100 | 60 | 25
1514.8728 | 25 | 115 | 35 | 15
1514.8728 | 25 | 115 | 35 | 17.5
1514.8728 | 25 | 115 | 35 | 20
1514.8728 | 25 | 115 | 35 | 22.5
1514.8728 | 25 | 115 | 35 | 25
1514.8728 | 25 | 115 | 45 | 15
1514.8728 | 25 | 115 | 45 | 17.5
1514.8728 | 25 | 115 | 45 | 20
1514.8728 | 25 | 115 | 45 | 22.5
1514.8728 | 25 | 115 | 45 | 25
1514.8728 | 25 | 115 | 50 | 15
1514.8728 | 25 | 115 | 50 | 17.5
1514.8728 | 25 | 115 | 50 | 20
1514.8728 | 25 | 115 | 50 | 22.5
1514.8728 | 25 | 115 | 50 | 25
1514.8728 | 25 | 115 | 57.5 | 15
1514.8728 | 25 | 115 | 57.5 | 17.5
1514.8728 | 25 | 115 | 57.5 | 20
1514.8728 | 25 | 115 | 57.5 | 22.5
1514.8728 | 25 | 115 | 57.5 | 25
1514.8728 | 25 | 115 | 60 | 15
1514.8728 | 25 | 115 | 60 | 17.5
1514.8728 | 25 | 115 | 60 | 20
1514.8728 | 25 | 115 | 60 | 22.5
1514.8728 | 25 | 115 | 60 | 25
1514.8728 | 25 | 129.55 | 35 | 15
1514.8728 | 25 | 129.55 | 35 | 17.5
1514.8728 | 25 | 129.55 | 35 | 20
1514.8728 | 25 | 129.55 | 35 | 22.5
1514.8728 | 25 | 129.55 | 35 | 25
1514.8728 | 25 | 129.55 | 45 | 15
1514.8728 | 25 | 129.55 | 45 | 17.5
1514.8728 | 25 | 129.55 | 45 | 20
1514.8728 | 25 | 129.55 | 45 | 22.5
1514.8728 | 25 | 129.55 | 45 | 25
1514.8728 | 25 | 129.55 | 50 | 15
1514.8728 | 25 | 129.55 | 50 | 17.5
1514.8728 | 25 | 129.55 | 50 | 20
1514.8728 | 25 | 129.55 | 50 | 22.5
1514.8728 | 25 | 129.55 | 50 | 25
1514.8728 | 25 | 129.55 | 57.5 | 15
1514.8728 | 25 | 129.55 | 57.5 | 17.5
1514.8728 | 25 | 129.55 | 57.5 | 20
1514.8728 | 25 | 129.55 | 57.5 | 22.5
1514.8728 | 25 | 129.55 | 57.5 | 25
1514.8728 | 25 | 129.55 | 60 | 15
1514.8728 | 25 | 129.55 | 60 | 17.5
1514.8728 | 25 | 129.55 | 60 | 20
1514.8728 | 25 | 129.55 | 60 | 22.5
1514.8728 | 25 | 129.55 | 60 | 25
1514.8728 | 25 | 145 | 35 | 15
1514.8728 | 25 | 145 | 35 | 17.5
1514.8728 | 25 | 145 | 35 | 20
1514.8728 | 25 | 145 | 35 | 22.5
1514.8728 | 25 | 145 | 35 | 25
1514.8728 | 25 | 145 | 45 | 15
1514.8728 | 25 | 145 | 45 | 17.5
1514.8728 | 25 | 145 | 45 | 20
1514.8728 | 25 | 145 | 45 | 22.5
1514.8728 | 25 | 145 | 45 | 25
1514.8728 | 25 | 145 | 50 | 15
1514.8728 | 25 | 145 | 50 | 17.5
1514.8728 | 25 | 145 | 50 | 20
1514.8728 | 25 | 145 | 50 | 22.5
1514.8728 | 25 | 145 | 50 | 25
1514.8728 | 25 | 145 | 57.5 | 15
1514.8728 | 25 | 145 | 57.5 | 17.5
1514.8728 | 25 | 145 | 57.5 | 20
1514.8728 | 25 | 145 | 57.5 | 22.5
1514.8728 | 25 | 145 | 57.5 | 25
1514.8728 | 25 | 145 | 60 | 15
1514.8728 | 25 | 145 | 60 | 17.5
1514.8728 | 25 | 145 | 60 | 20
1514.8728 | 25 | 145 | 60 | 22.5
1514.8728 | 25 | 145 | 60 | 25
1514.8728 | 25 | 160 | 35 | 15
1514.8728 | 25 | 160 | 35 | 17.5
1514.8728 | 25 | 160 | 35 | 20
1514.8728 | 25 | 160 | 35 | 22.5
1514.8728 | 25 | 160 | 35 | 25
1514.8728 | 25 | 160 | 45 | 15
1514.8728 | 25 | 160 | 45 | 17.5
1514.8728 | 25 | 160 | 45 | 20
1514.8728 | 25 | 160 | 45 | 22.5
1514.8728 | 25 | 160 | 45 | 25
1514.8728 | 25 | 160 | 50 | 15
1514.8728 | 25 | 160 | 50 | 17.5
1514.8728 | 25 | 160 | 50 | 20
1514.8728 | 25 | 160 | 50 | 22.5
1514.8728 | 25 | 160 | 50 | 25
1514.8728 | 25 | 160 | 57.5 | 15
1514.8728 | 25 | 160 | 57.5 | 17.5
1514.8728 | 25 | 160 | 57.5 | 20
1514.8728 | 25 | 160 | 57.5 | 22.5
1514.8728 | 25 | 160 | 57.5 | 25
1514.8728 | 25 | 160 | 60 | 15
1514.8728 | 25 | 160 | 60 | 17.5
1514.8728 | 25 | 160 | 60 | 20
1514.8728 | 25 | 160 | 60 | 22.5
1514.8728 | 25 | 160 | 60 | 25
1514.8728 | 20 | 85 | 35 | 15
1514.8728 | 20 | 85 | 35 | 17.5
1514.8728 | 20 | 85 | 35 | 20
1514.8728 | 20 | 85 | 35 | 22.5
1514.8728 | 20 | 85 | 35 | 25
1514.8728 | 20 | 85 | 45 | 15
1514.8728 | 20 | 85 | 45 | 17.5
1514.8728 | 20 | 85 | 45 | 20
1514.8728 | 20 | 85 | 45 | 22.5
1514.8728 | 20 | 85 | 45 | 25
1514.8728 | 20 | 85 | 50 | 15
1514.8728 | 20 | 85 | 50 | 17.5
1514.8728 | 20 | 85 | 50 | 20
1514.8728 | 20 | 85 | 50 | 22.5
1514.8728 | 20 | 85 | 50 | 25
1514.8728 | 20 | 85 | 57.5 | 15
1514.8728 | 20 | 85 | 57.5 | 17.5
1514.8728 | 20 | 85 | 57.5 | 20
1514.8728 | 20 | 85 | 57.5 | 22.5
1514.8728 | 20 | 85 | 57.5 | 25
1514.8728 | 20 | 85 | 60 | 15
1514.8728 | 20 | 85 | 60 | 17.5
1514.8728 | 20 | 85 | 60 | 20
1514.8728 | 20 | 85 | 60 | 22.5
1514.8728 | 20 | 85 | 60 | 25
1514.8728 | 20 | 100 | 35 | 15
1514.8728 | 20 | 100 | 35 | 17.5
1514.8728 | 20 | 100 | 35 | 20
1514.8728 | 20 | 100 | 35 | 22.5
1514.8728 | 20 | 100 | 35 | 25
1514.8728 | 20 | 100 | 45 | 15
1514.8728 | 20 | 100 | 45 | 17.5
1514.8728 | 20 | 100 | 45 | 20
1514.8728 | 20 | 100 | 45 | 22.5
1514.8728 | 20 | 100 | 45 | 25
1514.8728 | 20 | 100 | 50 | 15
1514.8728 | 20 | 100 | 50 | 17.5
1514.8728 | 20 | 100 | 50 | 20
1514.8728 | 20 | 100 | 50 | 22.5
1514.8728 | 20 | 100 | 50 | 25
1514.8728 | 20 | 100 | 57.5 | 15
1514.8728 | 20 | 100 | 57.5 | 17.5
1514.8728 | 20 | 100 | 57.5 | 20
1514.8728 | 20 | 100 | 57.5 | 22.5
1514.8728 | 20 | 100 | 57.5 | 25
1514.8728 | 20 | 100 | 60 | 15
1514.8728 | 20 | 100 | 60 | 17.5
1514.8728 | 20 | 100 | 60 | 20
1514.8728 | 20 | 100 | 60 | 22.5
1514.8728 | 20 | 100 | 60 | 25
1514.8728 | 20 | 115 | 35 | 15
1514.8728 | 20 | 115 | 35 | 17.5
1514.8728 | 20 | 115 | 35 | 20
1514.8728 | 20 | 115 | 35 | 22.5
1514.8728 | 20 | 115 | 35 | 25
1514.8728 | 20 | 115 | 45 | 15
1514.8728 | 20 | 115 | 45 | 17.5
1514.8728 | 20 | 115 | 45 | 20
1514.8728 | 20 | 115 | 45 | 22.5
1514.8728 | 20 | 115 | 45 | 25
1514.8728 | 20 | 115 | 50 | 15
1514.8728 | 20 | 115 | 50 | 17.5
1514.8728 | 20 | 115 | 50 | 20
1514.8728 | 20 | 115 | 50 | 22.5
1514.8728 | 20 | 115 | 50 | 25
1514.8728 | 20 | 115 | 57.5 | 15
1514.8728 | 20 | 115 | 57.5 | 17.5
1514.8728 | 20 | 115 | 57.5 | 20
1514.8728 | 20 | 115 | 57.5 | 22.5
1514.8728 | 20 | 115 | 57.5 | 25
1514.8728 | 20 | 115 | 60 | 15
1514.8728 | 20 | 115 | 60 | 17.5
1514.8728 | 20 | 115 | 60 | 20
1514.8728 | 20 | 115 | 60 | 22.5
1514.8728 | 20 | 115 | 60 | 25
1514.8728 | 20 | 129.55 | 35 | 15
1514.8728 | 20 | 129.55 | 35 | 17.5
1514.8728 | 20 | 129.55 | 35 | 20
1514.8728 | 20 | 129.55 | 35 | 22.5
1514.8728 | 20 | 129.55 | 35 | 25
1514.8728 | 20 | 129.55 | 45 | 15
1514.8728 | 20 | 129.55 | 45 | 17.5
1514.8728 | 20 | 129.55 | 45 | 20
1514.8728 | 20 | 129.55 | 45 | 22.5
1514.8728 | 20 | 129.55 | 45 | 25
1514.8728 | 20 | 129.55 | 50 | 15
1514.8728 | 20 | 129.55 | 50 | 17.5
1514.8728 | 20 | 129.55 | 50 | 20
1514.8728 | 20 | 129.55 | 50 | 22.5
1514.8728 | 20 | 129.55 | 50 | 25
1514.8728 | 20 | 129.55 | 57.5 | 15
1514.8728 | 20 | 129.55 | 57.5 | 17.5
1514.8728 | 20 | 129.55 | 57.5 | 20
1514.8728 | 20 | 129.55 | 57.5 | 22.5
1514.8728 | 20 | 129.55 | 57.5 | 25
1514.8728 | 20 | 129.55 | 60 | 15
1514.8728 | 20 | 129.55 | 60 | 17.5
1514.8728 | 20 | 129.55 | 60 | 20
1514.8728 | 20 | 129.55 | 60 | 22.5
1514.8728 | 20 | 129.55 | 60 | 25
1514.8728 | 20 | 145 | 35 | 15
1514.8728 | 20 | 145 | 35 | 17.5
1514.8728 | 20 | 145 | 35 | 20
1514.8728 | 20 | 145 | 35 | 22.5
1514.8728 | 20 | 145 | 35 | 25
1514.8728 | 20 | 145 | 45 | 15
1514.8728 | 20 | 145 | 45 | 17.5
1514.8728 | 20 | 145 | 45 | 20
1514.8728 | 20 | 145 | 45 | 22.5
1514.8728 | 20 | 145 | 45 | 25
1514.8728 | 20 | 145 | 50 | 15
1514.8728 | 20 | 145 | 50 | 17.5
1514.8728 | 20 | 145 | 50 | 20
1514.8728 | 20 | 145 | 50 | 22.5
1514.8728 | 20 | 145 | 50 | 25
1514.8728 | 20 | 145 | 57.5 | 15
1514.8728 | 20 | 145 | 57.5 | 17.5
1514.8728 | 20 | 145 | 57.5 | 20
1514.8728 | 20 | 145 | 57.5 | 22.5
1514.8728 | 20 | 145 | 57.5 | 25
1514.8728 | 20 | 145 | 60 | 15
1514.8728 | 20 | 145 | 60 | 17.5
1514.8728 | 20 | 145 | 60 | 20
1514.8728 | 20 | 145 | 60 | 22.5
1514.8728 | 20 | 145 | 60 | 25
1514.8728 | 20 | 160 | 35 | 15
1514.8728 | 20 | 160 | 35 | 17.5
1514.8728 | 20 | 160 | 35 | 20
1514.8728 | 20 | 160 | 35 | 22.5
1514.8728 | 20 | 160 | 35 | 25
1514.8728 | 20 | 160 | 45 | 15
1514.8728 | 20 | 160 | 45 | 17.5
1514.8728 | 20 | 160 | 45 | 20
1514.8728 | 20 | 160 | 45 | 22.5
1514.8728 | 20 | 160 | 45 | 25
1514.8728 | 20 | 160 | 50 | 15
1514.8728 | 20 | 160 | 50 | 17.5
1514.8728 | 20 | 160 | 50 | 20
1514.8728 | 20 | 160 | 50 | 22.5
1514.8728 | 20 | 160 | 50 | 25
1514.8728 | 20 | 160 | 57.5 | 15
1514.8728 | 20 | 160 | 57.5 | 17.5
1514.8728 | 20 | 160 | 57.5 | 20
1514.8728 | 20 | 160 | 57.5 | 22.5
1514.8728 | 20 | 160 | 57.5 | 25
1514.8728 | 20 | 160 | 60 | 15
1514.8728 | 20 | 160 | 60 | 17.5
1514.8728 | 20 | 160 | 60 | 20
1514.8728 | 20 | 160 | 60 | 22.5
1514.8728 | 20 | 160 | 60 | 25
1514.8728 | 15 | 85 | 35 | 15
1514.8728 | 15 | 85 | 35 | 17.5
1514.8728 | 15 | 85 | 35 | 20
1514.8728 | 15 | 85 | 35 | 22.5
1514.8728 | 15 | 85 | 35 | 25
1514.8728 | 15 | 85 | 45 | 15
1514.8728 | 15 | 85 | 45 | 17.5
1514.8728 | 15 | 85 | 45 | 20
1514.8728 | 15 | 85 | 45 | 22.5
1514.8728 | 15 | 85 | 45 | 25
1514.8728 | 15 | 85 | 50 | 15
1514.8728 | 15 | 85 | 50 | 17.5
1514.8728 | 15 | 85 | 50 | 20
1514.8728 | 15 | 85 | 50 | 22.5
1514.8728 | 15 | 85 | 50 | 25
1514.8728 | 15 | 85 | 57.5 | 15
1514.8728 | 15 | 85 | 57.5 | 17.5
1514.8728 | 15 | 85 | 57.5 | 20
1514.8728 | 15 | 85 | 57.5 | 22.5
1514.8728 | 15 | 85 | 57.5 | 25
1514.8728 | 15 | 85 | 60 | 15
1514.8728 | 15 | 85 | 60 | 17.5
1514.8728 | 15 | 85 | 60 | 20
1514.8728 | 15 | 85 | 60 | 22.5
1514.8728 | 15 | 85 | 60 | 25
1514.8728 | 15 | 100 | 35 | 15
1514.8728 | 15 | 100 | 35 | 17.5
1514.8728 | 15 | 100 | 35 | 20
1514.8728 | 15 | 100 | 35 | 22.5
1514.8728 | 15 | 100 | 35 | 25
1514.8728 | 15 | 100 | 45 | 15
1514.8728 | 15 | 100 | 45 | 17.5
1514.8728 | 15 | 100 | 45 | 20
1514.8728 | 15 | 100 | 45 | 22.5
1514.8728 | 15 | 100 | 45 | 25
1514.8728 | 15 | 100 | 50 | 15
1514.8728 | 15 | 100 | 50 | 17.5
1514.8728 | 15 | 100 | 50 | 20
1514.8728 | 15 | 100 | 50 | 22.5
1514.8728 | 15 | 100 | 50 | 25
1514.8728 | 15 | 100 | 57.5 | 15
1514.8728 | 15 | 100 | 57.5 | 17.5
1514.8728 | 15 | 100 | 57.5 | 20
1514.8728 | 15 | 100 | 57.5 | 22.5
1514.8728 | 15 | 100 | 57.5 | 25
1514.8728 | 15 | 100 | 60 | 15
1514.8728 | 15 | 100 | 60 | 17.5
1514.8728 | 15 | 100 | 60 | 20
1514.8728 | 15 | 100 | 60 | 22.5
1514.8728 | 15 | 100 | 60 | 25
1514.8728 | 15 | 115 | 35 | 15
1514.8728 | 15 | 115 | 35 | 17.5
1514.8728 | 15 | 115 | 35 | 20
1514.8728 | 15 | 115 | 35 | 22.5
1514.8728 | 15 | 115 | 35 | 25
1514.8728 | 15 | 115 | 45 | 15
1514.8728 | 15 | 115 | 45 | 17.5
1514.8728 | 15 | 115 | 45 | 20
1514.8728 | 15 | 115 | 45 | 22.5
1514.8728 | 15 | 115 | 45 | 25
1514.8728 | 15 | 115 | 50 | 15
1514.8728 | 15 | 115 | 50 | 17.5
1514.8728 | 15 | 115 | 50 | 20
1514.8728 | 15 | 115 | 50 | 22.5
1514.8728 | 15 | 115 | 50 | 25
1514.8728 | 15 | 115 | 57.5 | 15
1514.8728 | 15 | 115 | 57.5 | 17.5
1514.8728 | 15 | 115 | 57.5 | 20
1514.8728 | 15 | 115 | 57.5 | 22.5
1514.8728 | 15 | 115 | 57.5 | 25
1514.8728 | 15 | 115 | 60 | 15
1514.8728 | 15 | 115 | 60 | 17.5
1514.8728 | 15 | 115 | 60 | 20
1514.8728 | 15 | 115 | 60 | 22.5
1514.8728 | 15 | 115 | 60 | 25
1514.8728 | 15 | 129.55 | 35 | 15
1514.8728 | 15 | 129.55 | 35 | 17.5
1514.8728 | 15 | 129.55 | 35 | 20
1514.8728 | 15 | 129.55 | 35 | 22.5
1514.8728 | 15 | 129.55 | 35 | 25
1514.8728 | 15 | 129.55 | 45 | 15
1514.8728 | 15 | 129.55 | 45 | 17.5
1514.8728 | 15 | 129.55 | 45 | 20
1514.8728 | 15 | 129.55 | 45 | 22.5
1514.8728 | 15 | 129.55 | 45 | 25
1514.8728 | 15 | 129.55 | 50 | 15
1514.8728 | 15 | 129.55 | 50 | 17.5
1514.8728 | 15 | 129.55 | 50 | 20
1514.8728 | 15 | 129.55 | 50 | 22.5
1514.8728 | 15 | 129.55 | 50 | 25
1514.8728 | 15 | 129.55 | 57.5 | 15
1514.8728 | 15 | 129.55 | 57.5 | 17.5
1514.8728 | 15 | 129.55 | 57.5 | 20
1514.8728 | 15 | 129.55 | 57.5 | 22.5
1514.8728 | 15 | 129.55 | 57.5 | 25
1514.8728 | 15 | 129.55 | 60 | 15
1514.8728 | 15 | 129.55 | 60 | 17.5
1514.8728 | 15 | 129.55 | 60 | 20
1514.8728 | 15 | 129.55 | 60 | 22.5
1514.8728 | 15 | 129.55 | 60 | 25
1514.8728 | 15 | 145 | 35 | 15
1514.8728 | 15 | 145 | 35 | 17.5
1514.8728 | 15 | 145 | 35 | 20
1514.8728 | 15 | 145 | 35 | 22.5
1514.8728 | 15 | 145 | 35 | 25
1514.8728 | 15 | 145 | 45 | 15
1514.8728 | 15 | 145 | 45 | 17.5
1514.8728 | 15 | 145 | 45 | 20
1514.8728 | 15 | 145 | 45 | 22.5
1514.8728 | 15 | 145 | 45 | 25
1514.8728 | 15 | 145 | 50 | 15
1514.8728 | 15 | 145 | 50 | 17.5
1514.8728 | 15 | 145 | 50 | 20
1514.8728 | 15 | 145 | 50 | 22.5
1514.8728 | 15 | 145 | 50 | 25
1514.8728 | 15 | 145 | 57.5 | 15
1514.8728 | 15 | 145 | 57.5 | 17.5
1514.8728 | 15 | 145 | 57.5 | 20
1514.8728 | 15 | 145 | 57.5 | 22.5
1514.8728 | 15 | 145 | 57.5 | 25
1514.8728 | 15 | 145 | 60 | 15
1514.8728 | 15 | 145 | 60 | 17.5
1514.8728 | 15 | 145 | 60 | 20
1514.8728 | 15 | 145 | 60 | 22.5
1514.8728 | 15 | 145 | 60 | 25
1514.8728 | 15 | 160 | 35 | 15
1514.8728 | 15 | 160 | 35 | 17.5
1514.8728 | 15 | 160 | 35 | 20
1514.8728 | 15 | 160 | 35 | 22.5
1514.8728 | 15 | 160 | 35 | 25
1514.8728 | 15 | 160 | 45 | 15
1514.8728 | 15 | 160 | 45 | 17.5
1514.8728 | 15 | 160 | 45 | 20
1514.8728 | 15 | 160 | 45 | 22.5
1514.8728 | 15 | 160 | 45 | 25
1514.8728 | 15 | 160 | 50 | 15
1514.8728 | 15 | 160 | 50 | 17.5
1514.8728 | 15 | 160 | 50 | 20
1514.8728 | 15 | 160 | 50 | 22.5
1514.8728 | 15 | 160 | 50 | 25
1514.8728 | 15 | 160 | 57.5 | 15
1514.8728 | 15 | 160 | 57.5 | 17.5
1514.8728 | 15 | 160 | 57.5 | 20
1514.8728 | 15 | 160 | 57.5 | 22.5
1514.8728 | 15 | 160 | 57.5 | 25
1514.8728 | 15 | 160 | 60 | 15
1514.8728 | 15 | 160 | 60 | 17.5
1514.8728 | 15 | 160 | 60 | 20
1514.8728 | 15 | 160 | 60 | 22.5
1514.8728 | 15 | 160 | 60 | 25
1514.8728 | 10 | 85 | 35 | 15
1514.8728 | 10 | 85 | 35 | 17.5
1514.8728 | 10 | 85 | 35 | 20
1514.8728 | 10 | 85 | 35 | 22.5
1514.8728 | 10 | 85 | 35 | 25
1514.8728 | 10 | 85 | 45 | 15
1514.8728 | 10 | 85 | 45 | 17.5
1514.8728 | 10 | 85 | 45 | 20
1514.8728 | 10 | 85 | 45 | 22.5
1514.8728 | 10 | 85 | 45 | 25
1514.8728 | 10 | 85 | 50 | 15
1514.8728 | 10 | 85 | 50 | 17.5
1514.8728 | 10 | 85 | 50 | 20
1514.8728 | 10 | 85 | 50 | 22.5
1514.8728 | 10 | 85 | 50 | 25
1514.8728 | 10 | 85 | 57.5 | 15
1514.8728 | 10 | 85 | 57.5 | 17.5
1514.8728 | 10 | 85 | 57.5 | 20
1514.8728 | 10 | 85 | 57.5 | 22.5
1514.8728 | 10 | 85 | 57.5 | 25
1514.8728 | 10 | 85 | 60 | 15
1514.8728 | 10 | 85 | 60 | 17.5
1514.8728 | 10 | 85 | 60 | 20
1514.8728 | 10 | 85 | 60 | 22.5
1514.8728 | 10 | 85 | 60 | 25
1514.8728 | 10 | 100 | 35 | 15
1514.8728 | 10 | 100 | 35 | 17.5
1514.8728 | 10 | 100 | 35 | 20
1514.8728 | 10 | 100 | 35 | 22.5
1514.8728 | 10 | 100 | 35 | 25
1514.8728 | 10 | 100 | 45 | 15
1514.8728 | 10 | 100 | 45 | 17.5
1514.8728 | 10 | 100 | 45 | 20
1514.8728 | 10 | 100 | 45 | 22.5
1514.8728 | 10 | 100 | 45 | 25
1514.8728 | 10 | 100 | 50 | 15
1514.8728 | 10 | 100 | 50 | 17.5
1514.8728 | 10 | 100 | 50 | 20
1514.8728 | 10 | 100 | 50 | 22.5
1514.8728 | 10 | 100 | 50 | 25
1514.8728 | 10 | 100 | 57.5 | 15
1514.8728 | 10 | 100 | 57.5 | 17.5
1514.8728 | 10 | 100 | 57.5 | 20
1514.8728 | 10 | 100 | 57.5 | 22.5
1514.8728 | 10 | 100 | 57.5 | 25
1514.8728 | 10 | 100 | 60 | 15
1514.8728 | 10 | 100 | 60 | 17.5
1514.8728 | 10 | 100 | 60 | 20
1514.8728 | 10 | 100 | 60 | 22.5
1514.8728 | 10 | 100 | 60 | 25
1514.8728 | 10 | 115 | 35 | 15
1514.8728 | 10 | 115 | 35 | 17.5
1514.8728 | 10 | 115 | 35 | 20
1514.8728 | 10 | 115 | 35 | 22.5
1514.8728 | 10 | 115 | 35 | 25
1514.8728 | 10 | 115 | 45 | 15
1514.8728 | 10 | 115 | 45 | 17.5
1514.8728 | 10 | 115 | 45 | 20
1514.8728 | 10 | 115 | 45 | 22.5
1514.8728 | 10 | 115 | 45 | 25
1514.8728 | 10 | 115 | 50 | 15
1514.8728 | 10 | 115 | 50 | 17.5
1514.8728 | 10 | 115 | 50 | 20
1514.8728 | 10 | 115 | 50 | 22.5
1514.8728 | 10 | 115 | 50 | 25
1514.8728 | 10 | 115 | 57.5 | 15
1514.8728 | 10 | 115 | 57.5 | 17.5
1514.8728 | 10 | 115 | 57.5 | 20
1514.8728 | 10 | 115 | 57.5 | 22.5
1514.8728 | 10 | 115 | 57.5 | 25
1514.8728 | 10 | 115 | 60 | 15
1514.8728 | 10 | 115 | 60 | 17.5
1514.8728 | 10 | 115 | 60 | 20
1514.8728 | 10 | 115 | 60 | 22.5
1514.8728 | 10 | 115 | 60 | 25
1514.8728 | 10 | 129.55 | 35 | 15
1514.8728 | 10 | 129.55 | 35 | 17.5
1514.8728 | 10 | 129.55 | 35 | 20
1514.8728 | 10 | 129.55 | 35 | 22.5
1514.8728 | 10 | 129.55 | 35 | 25
1514.8728 | 10 | 129.55 | 45 | 15
1514.8728 | 10 | 129.55 | 45 | 17.5
1514.8728 | 10 | 129.55 | 45 | 20
1514.8728 | 10 | 129.55 | 45 | 22.5
1514.8728 | 10 | 129.55 | 45 | 25
1514.8728 | 10 | 129.55 | 50 | 15
1514.8728 | 10 | 129.55 | 50 | 17.5
1514.8728 | 10 | 129.55 | 50 | 20
1514.8728 | 10 | 129.55 | 50 | 22.5
1514.8728 | 10 | 129.55 | 50 | 25
1514.8728 | 10 | 129.55 | 57.5 | 15
1514.8728 | 10 | 129.55 | 57.5 | 17.5
1514.8728 | 10 | 129.55 | 57.5 | 20
1514.8728 | 10 | 129.55 | 57.5 | 22.5
1514.8728 | 10 | 129.55 | 57.5 | 25
1514.8728 | 10 | 129.55 | 60 | 15
1514.8728 | 10 | 129.55 | 60 | 17.5
1514.8728 | 10 | 129.55 | 60 | 20
1514.8728 | 10 | 129.55 | 60 | 22.5
1514.8728 | 10 | 129.55 | 60 | 25
1514.8728 | 10 | 145 | 35 | 15
1514.8728 | 10 | 145 | 35 | 17.5
1514.8728 | 10 | 145 | 35 | 20
1514.8728 | 10 | 145 | 35 | 22.5
1514.8728 | 10 | 145 | 35 | 25
1514.8728 | 10 | 145 | 45 | 15
1514.8728 | 10 | 145 | 45 | 17.5
1514.8728 | 10 | 145 | 45 | 20
1514.8728 | 10 | 145 | 45 | 22.5
1514.8728 | 10 | 145 | 45 | 25
1514.8728 | 10 | 145 | 50 | 15
1514.8728 | 10 | 145 | 50 | 17.5
1514.8728 | 10 | 145 | 50 | 20
1514.8728 | 10 | 145 | 50 | 22.5
1514.8728 | 10 | 145 | 50 | 25
1514.8728 | 10 | 145 | 57.5 | 15
1514.8728 | 10 | 145 | 57.5 | 17.5
1514.8728 | 10 | 145 | 57.5 | 20
1514.8728 | 10 | 145 | 57.5 | 22.5
1514.8728 | 10 | 145 | 57.5 | 25
1514.8728 | 10 | 145 | 60 | 15
1514.8728 | 10 | 145 | 60 | 17.5
1514.8728 | 10 | 145 | 60 | 20
1514.8728 | 10 | 145 | 60 | 22.5
1514.8728 | 10 | 145 | 60 | 25
1514.8728 | 10 | 160 | 35 | 15
1514.8728 | 10 | 160 | 35 | 17.5
1514.8728 | 10 | 160 | 35 | 20
1514.8728 | 10 | 160 | 35 | 22.5
1514.8728 | 10 | 160 | 35 | 25
1514.8728 | 10 | 160 | 45 | 15
1514.8728 | 10 | 160 | 45 | 17.5
1514.8728 | 10 | 160 | 45 | 20
1514.8728 | 10 | 160 | 45 | 22.5
1514.8728 | 10 | 160 | 45 | 25
1514.8728 | 10 | 160 | 50 | 15
1514.8728 | 10 | 160 | 50 | 17.5
1514.8728 | 10 | 160 | 50 | 20
1514.8728 | 10 | 160 | 50 | 22.5
1514.8728 | 10 | 160 | 50 | 25
1514.8728 | 10 | 160 | 57.5 | 15
1514.8728 | 10 | 160 | 57.5 | 17.5
1514.8728 | 10 | 160 | 57.5 | 20
1514.8728 | 10 | 160 | 57.5 | 22.5
1514.8728 | 10 | 160 | 57.5 | 25
1514.8728 | 10 | 160 | 60 | 15
1514.8728 | 10 | 160 | 60 | 17.5
1514.8728 | 10 | 160 | 60 | 20
1514.8728 | 10 | 160 | 60 | 22.5
1514.8728 | 10 | 160 | 60 | 25
2019.8304 | 30 | 85 | 35 | 15
2019.8304 | 30 | 85 | 35 | 17.5
2019.8304 | 30 | 85 | 35 | 20
2019.8304 | 30 | 85 | 35 | 22.5
2019.8304 | 30 | 85 | 35 | 25
2019.8304 | 30 | 85 | 45 | 15
2019.8304 | 30 | 85 | 45 | 17.5
2019.8304 | 30 | 85 | 45 | 20
2019.8304 | 30 | 85 | 45 | 22.5
2019.8304 | 30 | 85 | 45 | 25
2019.8304 | 30 | 85 | 50 | 15
2019.8304 | 30 | 85 | 50 | 17.5
2019.8304 | 30 | 85 | 50 | 20
2019.8304 | 30 | 85 | 50 | 22.5
2019.8304 | 30 | 85 | 50 | 25
2019.8304 | 30 | 85 | 57.5 | 15
2019.8304 | 30 | 85 | 57.5 | 17.5
2019.8304 | 30 | 85 | 57.5 | 20
2019.8304 | 30 | 85 | 57.5 | 22.5
2019.8304 | 30 | 85 | 57.5 | 25
2019.8304 | 30 | 85 | 60 | 15
2019.8304 | 30 | 85 | 60 | 17.5
2019.8304 | 30 | 85 | 60 | 20
2019.8304 | 30 | 85 | 60 | 22.5
2019.8304 | 30 | 85 | 60 | 25
2019.8304 | 30 | 100 | 35 | 15
2019.8304 | 30 | 100 | 35 | 17.5
2019.8304 | 30 | 100 | 35 | 20
2019.8304 | 30 | 100 | 35 | 22.5
2019.8304 | 30 | 100 | 35 | 25
2019.8304 | 30 | 100 | 45 | 15
2019.8304 | 30 | 100 | 45 | 17.5
2019.8304 | 30 | 100 | 45 | 20
2019.8304 | 30 | 100 | 45 | 22.5
2019.8304 | 30 | 100 | 45 | 25
2019.8304 | 30 | 100 | 50 | 15
2019.8304 | 30 | 100 | 50 | 17.5
2019.8304 | 30 | 100 | 50 | 20
2019.8304 | 30 | 100 | 50 | 22.5
2019.8304 | 30 | 100 | 50 | 25
2019.8304 | 30 | 100 | 57.5 | 15
2019.8304 | 30 | 100 | 57.5 | 17.5
2019.8304 | 30 | 100 | 57.5 | 20
2019.8304 | 30 | 100 | 57.5 | 22.5
2019.8304 | 30 | 100 | 57.5 | 25
2019.8304 | 30 | 100 | 60 | 15
2019.8304 | 30 | 100 | 60 | 17.5
2019.8304 | 30 | 100 | 60 | 20
2019.8304 | 30 | 100 | 60 | 22.5
2019.8304 | 30 | 100 | 60 | 25
2019.8304 | 30 | 115 | 35 | 15
2019.8304 | 30 | 115 | 35 | 17.5
2019.8304 | 30 | 115 | 35 | 20
2019.8304 | 30 | 115 | 35 | 22.5
2019.8304 | 30 | 115 | 35 | 25
2019.8304 | 30 | 115 | 45 | 15
2019.8304 | 30 | 115 | 45 | 17.5
2019.8304 | 30 | 115 | 45 | 20
2019.8304 | 30 | 115 | 45 | 22.5
2019.8304 | 30 | 115 | 45 | 25
2019.8304 | 30 | 115 | 50 | 15
2019.8304 | 30 | 115 | 50 | 17.5
2019.8304 | 30 | 115 | 50 | 20
2019.8304 | 30 | 115 | 50 | 22.5
2019.8304 | 30 | 115 | 50 | 25
2019.8304 | 30 | 115 | 57.5 | 15
2019.8304 | 30 | 115 | 57.5 | 17.5
2019.8304 | 30 | 115 | 57.5 | 20
2019.8304 | 30 | 115 | 57.5 | 22.5
2019.8304 | 30 | 115 | 57.5 | 25
2019.8304 | 30 | 115 | 60 | 15
2019.8304 | 30 | 115 | 60 | 17.5
2019.8304 | 30 | 115 | 60 | 20
2019.8304 | 30 | 115 | 60 | 22.5
2019.8304 | 30 | 115 | 60 | 25
2019.8304 | 30 | 129.55 | 35 | 15
2019.8304 | 30 | 129.55 | 35 | 17.5
2019.8304 | 30 | 129.55 | 35 | 20
2019.8304 | 30 | 129.55 | 35 | 22.5
2019.8304 | 30 | 129.55 | 35 | 25
2019.8304 | 30 | 129.55 | 45 | 15
2019.8304 | 30 | 129.55 | 45 | 17.5
2019.8304 | 30 | 129.55 | 45 | 20
2019.8304 | 30 | 129.55 | 45 | 22.5
2019.8304 | 30 | 129.55 | 45 | 25
2019.8304 | 30 | 129.55 | 50 | 15
2019.8304 | 30 | 129.55 | 50 | 17.5
2019.8304 | 30 | 129.55 | 50 | 20
2019.8304 | 30 | 129.55 | 50 | 22.5
2019.8304 | 30 | 129.55 | 50 | 25
2019.8304 | 30 | 129.55 | 57.5 | 15
2019.8304 | 30 | 129.55 | 57.5 | 17.5
2019.8304 | 30 | 129.55 | 57.5 | 20
2019.8304 | 30 | 129.55 | 57.5 | 22.5
2019.8304 | 30 | 129.55 | 57.5 | 25
2019.8304 | 30 | 129.55 | 60 | 15
2019.8304 | 30 | 129.55 | 60 | 17.5
2019.8304 | 30 | 129.55 | 60 | 20
2019.8304 | 30 | 129.55 | 60 | 22.5
2019.8304 | 30 | 129.55 | 60 | 25
2019.8304 | 30 | 145 | 35 | 15
2019.8304 | 30 | 145 | 35 | 17.5
2019.8304 | 30 | 145 | 35 | 20
2019.8304 | 30 | 145 | 35 | 22.5
2019.8304 | 30 | 145 | 35 | 25
2019.8304 | 30 | 145 | 45 | 15
2019.8304 | 30 | 145 | 45 | 17.5
2019.8304 | 30 | 145 | 45 | 20
2019.8304 | 30 | 145 | 45 | 22.5
2019.8304 | 30 | 145 | 45 | 25
2019.8304 | 30 | 145 | 50 | 15
2019.8304 | 30 | 145 | 50 | 17.5
2019.8304 | 30 | 145 | 50 | 20
2019.8304 | 30 | 145 | 50 | 22.5
2019.8304 | 30 | 145 | 50 | 25
2019.8304 | 30 | 145 | 57.5 | 15
2019.8304 | 30 | 145 | 57.5 | 17.5
2019.8304 | 30 | 145 | 57.5 | 20
2019.8304 | 30 | 145 | 57.5 | 22.5
2019.8304 | 30 | 145 | 57.5 | 25
2019.8304 | 30 | 145 | 60 | 15
2019.8304 | 30 | 145 | 60 | 17.5
2019.8304 | 30 | 145 | 60 | 20
2019.8304 | 30 | 145 | 60 | 22.5
2019.8304 | 30 | 145 | 60 | 25
2019.8304 | 30 | 160 | 35 | 15
2019.8304 | 30 | 160 | 35 | 17.5
2019.8304 | 30 | 160 | 35 | 20
2019.8304 | 30 | 160 | 35 | 22.5
2019.8304 | 30 | 160 | 35 | 25
2019.8304 | 30 | 160 | 45 | 15
2019.8304 | 30 | 160 | 45 | 17.5
2019.8304 | 30 | 160 | 45 | 20
2019.8304 | 30 | 160 | 45 | 22.5
2019.8304 | 30 | 160 | 45 | 25
2019.8304 | 30 | 160 | 50 | 15
2019.8304 | 30 | 160 | 50 | 17.5
2019.8304 | 30 | 160 | 50 | 20
2019.8304 | 30 | 160 | 50 | 22.5
2019.8304 | 30 | 160 | 50 | 25
2019.8304 | 30 | 160 | 57.5 | 15
2019.8304 | 30 | 160 | 57.5 | 17.5
2019.8304 | 30 | 160 | 57.5 | 20
2019.8304 | 30 | 160 | 57.5 | 22.5
2019.8304 | 30 | 160 | 57.5 | 25
2019.8304 | 30 | 160 | 60 | 15
2019.8304 | 30 | 160 | 60 | 17.5
2019.8304 | 30 | 160 | 60 | 20
2019.8304 | 30 | 160 | 60 | 22.5
2019.8304 | 30 | 160 | 60 | 25
2019.8304 | 25 | 85 | 35 | 15
2019.8304 | 25 | 85 | 35 | 17.5
2019.8304 | 25 | 85 | 35 | 20
2019.8304 | 25 | 85 | 35 | 22.5
2019.8304 | 25 | 85 | 35 | 25
2019.8304 | 25 | 85 | 45 | 15
2019.8304 | 25 | 85 | 45 | 17.5
2019.8304 | 25 | 85 | 45 | 20
2019.8304 | 25 | 85 | 45 | 22.5
2019.8304 | 25 | 85 | 45 | 25
2019.8304 | 25 | 85 | 50 | 15
2019.8304 | 25 | 85 | 50 | 17.5
2019.8304 | 25 | 85 | 50 | 20
2019.8304 | 25 | 85 | 50 | 22.5
2019.8304 | 25 | 85 | 50 | 25
2019.8304 | 25 | 85 | 57.5 | 15
2019.8304 | 25 | 85 | 57.5 | 17.5
2019.8304 | 25 | 85 | 57.5 | 20
2019.8304 | 25 | 85 | 57.5 | 22.5
2019.8304 | 25 | 85 | 57.5 | 25
2019.8304 | 25 | 85 | 60 | 15
2019.8304 | 25 | 85 | 60 | 17.5
2019.8304 | 25 | 85 | 60 | 20
2019.8304 | 25 | 85 | 60 | 22.5
2019.8304 | 25 | 85 | 60 | 25
2019.8304 | 25 | 100 | 35 | 15
2019.8304 | 25 | 100 | 35 | 17.5
2019.8304 | 25 | 100 | 35 | 20
2019.8304 | 25 | 100 | 35 | 22.5
2019.8304 | 25 | 100 | 35 | 25
2019.8304 | 25 | 100 | 45 | 15
2019.8304 | 25 | 100 | 45 | 17.5
2019.8304 | 25 | 100 | 45 | 20
2019.8304 | 25 | 100 | 45 | 22.5
2019.8304 | 25 | 100 | 45 | 25
2019.8304 | 25 | 100 | 50 | 15
2019.8304 | 25 | 100 | 50 | 17.5
2019.8304 | 25 | 100 | 50 | 20
2019.8304 | 25 | 100 | 50 | 22.5
2019.8304 | 25 | 100 | 50 | 25
2019.8304 | 25 | 100 | 57.5 | 15
2019.8304 | 25 | 100 | 57.5 | 17.5
2019.8304 | 25 | 100 | 57.5 | 20
2019.8304 | 25 | 100 | 57.5 | 22.5
2019.8304 | 25 | 100 | 57.5 | 25
2019.8304 | 25 | 100 | 60 | 15
2019.8304 | 25 | 100 | 60 | 17.5
2019.8304 | 25 | 100 | 60 | 20
2019.8304 | 25 | 100 | 60 | 22.5
2019.8304 | 25 | 100 | 60 | 25
2019.8304 | 25 | 115 | 35 | 15
2019.8304 | 25 | 115 | 35 | 17.5
2019.8304 | 25 | 115 | 35 | 20
2019.8304 | 25 | 115 | 35 | 22.5
2019.8304 | 25 | 115 | 35 | 25
2019.8304 | 25 | 115 | 45 | 15
2019.8304 | 25 | 115 | 45 | 17.5
2019.8304 | 25 | 115 | 45 | 20
2019.8304 | 25 | 115 | 45 | 22.5
2019.8304 | 25 | 115 | 45 | 25
2019.8304 | 25 | 115 | 50 | 15
2019.8304 | 25 | 115 | 50 | 17.5
2019.8304 | 25 | 115 | 50 | 20
2019.8304 | 25 | 115 | 50 | 22.5
2019.8304 | 25 | 115 | 50 | 25
2019.8304 | 25 | 115 | 57.5 | 15
2019.8304 | 25 | 115 | 57.5 | 17.5
2019.8304 | 25 | 115 | 57.5 | 20
2019.8304 | 25 | 115 | 57.5 | 22.5
2019.8304 | 25 | 115 | 57.5 | 25
2019.8304 | 25 | 115 | 60 | 15
2019.8304 | 25 | 115 | 60 | 17.5
2019.8304 | 25 | 115 | 60 | 20
2019.8304 | 25 | 115 | 60 | 22.5
2019.8304 | 25 | 115 | 60 | 25
2019.8304 | 25 | 129.55 | 35 | 15
2019.8304 | 25 | 129.55 | 35 | 17.5
2019.8304 | 25 | 129.55 | 35 | 20
2019.8304 | 25 | 129.55 | 35 | 22.5
2019.8304 | 25 | 129.55 | 35 | 25
2019.8304 | 25 | 129.55 | 45 | 15
2019.8304 | 25 | 129.55 | 45 | 17.5
2019.8304 | 25 | 129.55 | 45 | 20
2019.8304 | 25 | 129.55 | 45 | 22.5
2019.8304 | 25 | 129.55 | 45 | 25
2019.8304 | 25 | 129.55 | 50 | 15
2019.8304 | 25 | 129.55 | 50 | 17.5
2019.8304 | 25 | 129.55 | 50 | 20
2019.8304 | 25 | 129.55 | 50 | 22.5
2019.8304 | 25 | 129.55 | 50 | 25
2019.8304 | 25 | 129.55 | 57.5 | 15
2019.8304 | 25 | 129.55 | 57.5 | 17.5
2019.8304 | 25 | 129.55 | 57.5 | 20
2019.8304 | 25 | 129.55 | 57.5 | 22.5
2019.8304 | 25 | 129.55 | 57.5 | 25
2019.8304 | 25 | 129.55 | 60 | 15
2019.8304 | 25 | 129.55 | 60 | 17.5
2019.8304 | 25 | 129.55 | 60 | 20
2019.8304 | 25 | 129.55 | 60 | 22.5
2019.8304 | 25 | 129.55 | 60 | 25
2019.8304 | 25 | 145 | 35 | 15
2019.8304 | 25 | 145 | 35 | 17.5
2019.8304 | 25 | 145 | 35 | 20
2019.8304 | 25 | 145 | 35 | 22.5
2019.8304 | 25 | 145 | 35 | 25
2019.8304 | 25 | 145 | 45 | 15
2019.8304 | 25 | 145 | 45 | 17.5
2019.8304 | 25 | 145 | 45 | 20
2019.8304 | 25 | 145 | 45 | 22.5
2019.8304 | 25 | 145 | 45 | 25
2019.8304 | 25 | 145 | 50 | 15
2019.8304 | 25 | 145 | 50 | 17.5
2019.8304 | 25 | 145 | 50 | 20
2019.8304 | 25 | 145 | 50 | 22.5
2019.8304 | 25 | 145 | 50 | 25
2019.8304 | 25 | 145 | 57.5 | 15
2019.8304 | 25 | 145 | 57.5 | 17.5
2019.8304 | 25 | 145 | 57.5 | 20
2019.8304 | 25 | 145 | 57.5 | 22.5
2019.8304 | 25 | 145 | 57.5 | 25
2019.8304 | 25 | 145 | 60 | 15
2019.8304 | 25 | 145 | 60 | 17.5
2019.8304 | 25 | 145 | 60 | 20
2019.8304 | 25 | 145 | 60 | 22.5
2019.8304 | 25 | 145 | 60 | 25
2019.8304 | 25 | 160 | 35 | 15
2019.8304 | 25 | 160 | 35 | 17.5
2019.8304 | 25 | 160 | 35 | 20
2019.8304 | 25 | 160 | 35 | 22.5
2019.8304 | 25 | 160 | 35 | 25
2019.8304 | 25 | 160 | 45 | 15
2019.8304 | 25 | 160 | 45 | 17.5
2019.8304 | 25 | 160 | 45 | 20
2019.8304 | 25 | 160 | 45 | 22.5
2019.8304 | 25 | 160 | 45 | 25
2019.8304 | 25 | 160 | 50 | 15
2019.8304 | 25 | 160 | 50 | 17.5
2019.8304 | 25 | 160 | 50 | 20
2019.8304 | 25 | 160 | 50 | 22.5
2019.8304 | 25 | 160 | 50 | 25
2019.8304 | 25 | 160 | 57.5 | 15
2019.8304 | 25 | 160 | 57.5 | 17.5
2019.8304 | 25 | 160 | 57.5 | 20
2019.8304 | 25 | 160 | 57.5 | 22.5
2019.8304 | 25 | 160 | 57.5 | 25
2019.8304 | 25 | 160 | 60 | 15
2019.8304 | 25 | 160 | 60 | 17.5
2019.8304 | 25 | 160 | 60 | 20
2019.8304 | 25 | 160 | 60 | 22.5
2019.8304 | 25 | 160 | 60 | 25
2019.8304 | 20 | 85 | 35 | 15
2019.8304 | 20 | 85 | 35 | 17.5
2019.8304 | 20 | 85 | 35 | 20
2019.8304 | 20 | 85 | 35 | 22.5
2019.8304 | 20 | 85 | 35 | 25
2019.8304 | 20 | 85 | 45 | 15
2019.8304 | 20 | 85 | 45 | 17.5
2019.8304 | 20 | 85 | 45 | 20
2019.8304 | 20 | 85 | 45 | 22.5
2019.8304 | 20 | 85 | 45 | 25
2019.8304 | 20 | 85 | 50 | 15
2019.8304 | 20 | 85 | 50 | 17.5
2019.8304 | 20 | 85 | 50 | 20
2019.8304 | 20 | 85 | 50 | 22.5
2019.8304 | 20 | 85 | 50 | 25
2019.8304 | 20 | 85 | 57.5 | 15
2019.8304 | 20 | 85 | 57.5 | 17.5
2019.8304 | 20 | 85 | 57.5 | 20
2019.8304 | 20 | 85 | 57.5 | 22.5
2019.8304 | 20 | 85 | 57.5 | 25
2019.8304 | 20 | 85 | 60 | 15
2019.8304 | 20 | 85 | 60 | 17.5
2019.8304 | 20 | 85 | 60 | 20
2019.8304 | 20 | 85 | 60 | 22.5
2019.8304 | 20 | 85 | 60 | 25
2019.8304 | 20 | 100 | 35 | 15
2019.8304 | 20 | 100 | 35 | 17.5
2019.8304 | 20 | 100 | 35 | 20
2019.8304 | 20 | 100 | 35 | 22.5
2019.8304 | 20 | 100 | 35 | 25
2019.8304 | 20 | 100 | 45 | 15
2019.8304 | 20 | 100 | 45 | 17.5
2019.8304 | 20 | 100 | 45 | 20
2019.8304 | 20 | 100 | 45 | 22.5
2019.8304 | 20 | 100 | 45 | 25
2019.8304 | 20 | 100 | 50 | 15
2019.8304 | 20 | 100 | 50 | 17.5
2019.8304 | 20 | 100 | 50 | 20
2019.8304 | 20 | 100 | 50 | 22.5
2019.8304 | 20 | 100 | 50 | 25
2019.8304 | 20 | 100 | 57.5 | 15
2019.8304 | 20 | 100 | 57.5 | 17.5
2019.8304 | 20 | 100 | 57.5 | 20
2019.8304 | 20 | 100 | 57.5 | 22.5
2019.8304 | 20 | 100 | 57.5 | 25
2019.8304 | 20 | 100 | 60 | 15
2019.8304 | 20 | 100 | 60 | 17.5
2019.8304 | 20 | 100 | 60 | 20
2019.8304 | 20 | 100 | 60 | 22.5
2019.8304 | 20 | 100 | 60 | 25
2019.8304 | 20 | 115 | 35 | 15
2019.8304 | 20 | 115 | 35 | 17.5
2019.8304 | 20 | 115 | 35 | 20
2019.8304 | 20 | 115 | 35 | 22.5
2019.8304 | 20 | 115 | 35 | 25
2019.8304 | 20 | 115 | 45 | 15
2019.8304 | 20 | 115 | 45 | 17.5
2019.8304 | 20 | 115 | 45 | 20
2019.8304 | 20 | 115 | 45 | 22.5
2019.8304 | 20 | 115 | 45 | 25
2019.8304 | 20 | 115 | 50 | 15
2019.8304 | 20 | 115 | 50 | 17.5
2019.8304 | 20 | 115 | 50 | 20
2019.8304 | 20 | 115 | 50 | 22.5
2019.8304 | 20 | 115 | 50 | 25
2019.8304 | 20 | 115 | 57.5 | 15
2019.8304 | 20 | 115 | 57.5 | 17.5
2019.8304 | 20 | 115 | 57.5 | 20
2019.8304 | 20 | 115 | 57.5 | 22.5
2019.8304 | 20 | 115 | 57.5 | 25
2019.8304 | 20 | 115 | 60 | 15
2019.8304 | 20 | 115 | 60 | 17.5
2019.8304 | 20 | 115 | 60 | 20
2019.8304 | 20 | 115 | 60 | 22.5
2019.8304 | 20 | 115 | 60 | 25
2019.8304 | 20 | 129.55 | 35 | 15
2019.8304 | 20 | 129.55 | 35 | 17.5
2019.8304 | 20 | 129.55 | 35 | 20
2019.8304 | 20 | 129.55 | 35 | 22.5
2019.8304 | 20 | 129.55 | 35 | 25
2019.8304 | 20 | 129.55 | 45 | 15
2019.8304 | 20 | 129.55 | 45 | 17.5
2019.8304 | 20 | 129.55 | 45 | 20
2019.8304 | 20 | 129.55 | 45 | 22.5
2019.8304 | 20 | 129.55 | 45 | 25
2019.8304 | 20 | 129.55 | 50 | 15
2019.8304 | 20 | 129.55 | 50 | 17.5
2019.8304 | 20 | 129.55 | 50 | 20
2019.8304 | 20 | 129.55 | 50 | 22.5
2019.8304 | 20 | 129.55 | 50 | 25
2019.8304 | 20 | 129.55 | 57.5 | 15
2019.8304 | 20 | 129.55 | 57.5 | 17.5
2019.8304 | 20 | 129.55 | 57.5 | 20
2019.8304 | 20 | 129.55 | 57.5 | 22.5
2019.8304 | 20 | 129.55 | 57.5 | 25
2019.8304 | 20 | 129.55 | 60 | 15
2019.8304 | 20 | 129.55 | 60 | 17.5
2019.8304 | 20 | 129.55 | 60 | 20
2019.8304 | 20 | 129.55 | 60 | 22.5
2019.8304 | 20 | 129.55 | 60 | 25
2019.8304 | 20 | 145 | 35 | 15
2019.8304 | 20 | 145 | 35 | 17.5
2019.8304 | 20 | 145 | 35 | 20
2019.8304 | 20 | 145 | 35 | 22.5
2019.8304 | 20 | 145 | 35 | 25
2019.8304 | 20 | 145 | 45 | 15
2019.8304 | 20 | 145 | 45 | 17.5
2019.8304 | 20 | 145 | 45 | 20
2019.8304 | 20 | 145 | 45 | 22.5
2019.8304 | 20 | 145 | 45 | 25
2019.8304 | 20 | 145 | 50 | 15
2019.8304 | 20 | 145 | 50 | 17.5
2019.8304 | 20 | 145 | 50 | 20
2019.8304 | 20 | 145 | 50 | 22.5
2019.8304 | 20 | 145 | 50 | 25
2019.8304 | 20 | 145 | 57.5 | 15
2019.8304 | 20 | 145 | 57.5 | 17.5
2019.8304 | 20 | 145 | 57.5 | 20
2019.8304 | 20 | 145 | 57.5 | 22.5
2019.8304 | 20 | 145 | 57.5 | 25
2019.8304 | 20 | 145 | 60 | 15
2019.8304 | 20 | 145 | 60 | 17.5
2019.8304 | 20 | 145 | 60 | 20
2019.8304 | 20 | 145 | 60 | 22.5
2019.8304 | 20 | 145 | 60 | 25
2019.8304 | 20 | 160 | 35 | 15
2019.8304 | 20 | 160 | 35 | 17.5
2019.8304 | 20 | 160 | 35 | 20
2019.8304 | 20 | 160 | 35 | 22.5
2019.8304 | 20 | 160 | 35 | 25
2019.8304 | 20 | 160 | 45 | 15
2019.8304 | 20 | 160 | 45 | 17.5
2019.8304 | 20 | 160 | 45 | 20
2019.8304 | 20 | 160 | 45 | 22.5
2019.8304 | 20 | 160 | 45 | 25
2019.8304 | 20 | 160 | 50 | 15
2019.8304 | 20 | 160 | 50 | 17.5
2019.8304 | 20 | 160 | 50 | 20
2019.8304 | 20 | 160 | 50 | 22.5
2019.8304 | 20 | 160 | 50 | 25
2019.8304 | 20 | 160 | 57.5 | 15
2019.8304 | 20 | 160 | 57.5 | 17.5
2019.8304 | 20 | 160 | 57.5 | 20
2019.8304 | 20 | 160 | 57.5 | 22.5
2019.8304 | 20 | 160 | 57.5 | 25
2019.8304 | 20 | 160 | 60 | 15
2019.8304 | 20 | 160 | 60 | 17.5
2019.8304 | 20 | 160 | 60 | 20
2019.8304 | 20 | 160 | 60 | 22.5
2019.8304 | 20 | 160 | 60 | 25
2019.8304 | 15 | 85 | 35 | 15
2019.8304 | 15 | 85 | 35 | 17.5
2019.8304 | 15 | 85 | 35 | 20
2019.8304 | 15 | 85 | 35 | 22.5
2019.8304 | 15 | 85 | 35 | 25
2019.8304 | 15 | 85 | 45 | 15
2019.8304 | 15 | 85 | 45 | 17.5
2019.8304 | 15 | 85 | 45 | 20
2019.8304 | 15 | 85 | 45 | 22.5
2019.8304 | 15 | 85 | 45 | 25
2019.8304 | 15 | 85 | 50 | 15
2019.8304 | 15 | 85 | 50 | 17.5
2019.8304 | 15 | 85 | 50 | 20
2019.8304 | 15 | 85 | 50 | 22.5
2019.8304 | 15 | 85 | 50 | 25
2019.8304 | 15 | 85 | 57.5 | 15
2019.8304 | 15 | 85 | 57.5 | 17.5
2019.8304 | 15 | 85 | 57.5 | 20
2019.8304 | 15 | 85 | 57.5 | 22.5
2019.8304 | 15 | 85 | 57.5 | 25
2019.8304 | 15 | 85 | 60 | 15
2019.8304 | 15 | 85 | 60 | 17.5
2019.8304 | 15 | 85 | 60 | 20
2019.8304 | 15 | 85 | 60 | 22.5
2019.8304 | 15 | 85 | 60 | 25
2019.8304 | 15 | 100 | 35 | 15
2019.8304 | 15 | 100 | 35 | 17.5
2019.8304 | 15 | 100 | 35 | 20
2019.8304 | 15 | 100 | 35 | 22.5
2019.8304 | 15 | 100 | 35 | 25
2019.8304 | 15 | 100 | 45 | 15
2019.8304 | 15 | 100 | 45 | 17.5
2019.8304 | 15 | 100 | 45 | 20
2019.8304 | 15 | 100 | 45 | 22.5
2019.8304 | 15 | 100 | 45 | 25
2019.8304 | 15 | 100 | 50 | 15
2019.8304 | 15 | 100 | 50 | 17.5
2019.8304 | 15 | 100 | 50 | 20
2019.8304 | 15 | 100 | 50 | 22.5
2019.8304 | 15 | 100 | 50 | 25
2019.8304 | 15 | 100 | 57.5 | 15
2019.8304 | 15 | 100 | 57.5 | 17.5
2019.8304 | 15 | 100 | 57.5 | 20
2019.8304 | 15 | 100 | 57.5 | 22.5
2019.8304 | 15 | 100 | 57.5 | 25
2019.8304 | 15 | 100 | 60 | 15
2019.8304 | 15 | 100 | 60 | 17.5
2019.8304 | 15 | 100 | 60 | 20
2019.8304 | 15 | 100 | 60 | 22.5
2019.8304 | 15 | 100 | 60 | 25
2019.8304 | 15 | 115 | 35 | 15
2019.8304 | 15 | 115 | 35 | 17.5
2019.8304 | 15 | 115 | 35 | 20
2019.8304 | 15 | 115 | 35 | 22.5
2019.8304 | 15 | 115 | 35 | 25
2019.8304 | 15 | 115 | 45 | 15
2019.8304 | 15 | 115 | 45 | 17.5
2019.8304 | 15 | 115 | 45 | 20
2019.8304 | 15 | 115 | 45 | 22.5
2019.8304 | 15 | 115 | 45 | 25
2019.8304 | 15 | 115 | 50 | 15
2019.8304 | 15 | 115 | 50 | 17.5
2019.8304 | 15 | 115 | 50 | 20
2019.8304 | 15 | 115 | 50 | 22.5
2019.8304 | 15 | 115 | 50 | 25
2019.8304 | 15 | 115 | 57.5 | 15
2019.8304 | 15 | 115 | 57.5 | 17.5
2019.8304 | 15 | 115 | 57.5 | 20
2019.8304 | 15 | 115 | 57.5 | 22.5
2019.8304 | 15 | 115 | 57.5 | 25
2019.8304 | 15 | 115 | 60 | 15
2019.8304 | 15 | 115 | 60 | 17.5
2019.8304 | 15 | 115 | 60 | 20
2019.8304 | 15 | 115 | 60 | 22.5
2019.8304 | 15 | 115 | 60 | 25
2019.8304 | 15 | 129.55 | 35 | 15
2019.8304 | 15 | 129.55 | 35 | 17.5
2019.8304 | 15 | 129.55 | 35 | 20
2019.8304 | 15 | 129.55 | 35 | 22.5
2019.8304 | 15 | 129.55 | 35 | 25
2019.8304 | 15 | 129.55 | 45 | 15
2019.8304 | 15 | 129.55 | 45 | 17.5
2019.8304 | 15 | 129.55 | 45 | 20
2019.8304 | 15 | 129.55 | 45 | 22.5
2019.8304 | 15 | 129.55 | 45 | 25
2019.8304 | 15 | 129.55 | 50 | 15
2019.8304 | 15 | 129.55 | 50 | 17.5
2019.8304 | 15 | 129.55 | 50 | 20
2019.8304 | 15 | 129.55 | 50 | 22.5
2019.8304 | 15 | 129.55 | 50 | 25
2019.8304 | 15 | 129.55 | 57.5 | 15
2019.8304 | 15 | 129.55 | 57.5 | 17.5
2019.8304 | 15 | 129.55 | 57.5 | 20
2019.8304 | 15 | 129.55 | 57.5 | 22.5
2019.8304 | 15 | 129.55 | 57.5 | 25
2019.8304 | 15 | 129.55 | 60 | 15
2019.8304 | 15 | 129.55 | 60 | 17.5
2019.8304 | 15 | 129.55 | 60 | 20
2019.8304 | 15 | 129.55 | 60 | 22.5
2019.8304 | 15 | 129.55 | 60 | 25
2019.8304 | 15 | 145 | 35 | 15
2019.8304 | 15 | 145 | 35 | 17.5
2019.8304 | 15 | 145 | 35 | 20
2019.8304 | 15 | 145 | 35 | 22.5
2019.8304 | 15 | 145 | 35 | 25
2019.8304 | 15 | 145 | 45 | 15
2019.8304 | 15 | 145 | 45 | 17.5
2019.8304 | 15 | 145 | 45 | 20
2019.8304 | 15 | 145 | 45 | 22.5
2019.8304 | 15 | 145 | 45 | 25
2019.8304 | 15 | 145 | 50 | 15
2019.8304 | 15 | 145 | 50 | 17.5
2019.8304 | 15 | 145 | 50 | 20
2019.8304 | 15 | 145 | 50 | 22.5
2019.8304 | 15 | 145 | 50 | 25
2019.8304 | 15 | 145 | 57.5 | 15
2019.8304 | 15 | 145 | 57.5 | 17.5
2019.8304 | 15 | 145 | 57.5 | 20
2019.8304 | 15 | 145 | 57.5 | 22.5
2019.8304 | 15 | 145 | 57.5 | 25
2019.8304 | 15 | 145 | 60 | 15
2019.8304 | 15 | 145 | 60 | 17.5
2019.8304 | 15 | 145 | 60 | 20
2019.8304 | 15 | 145 | 60 | 22.5
2019.8304 | 15 | 145 | 60 | 25
2019.8304 | 15 | 160 | 35 | 15
2019.8304 | 15 | 160 | 35 | 17.5
2019.8304 | 15 | 160 | 35 | 20
2019.8304 | 15 | 160 | 35 | 22.5
2019.8304 | 15 | 160 | 35 | 25
2019.8304 | 15 | 160 | 45 | 15
2019.8304 | 15 | 160 | 45 | 17.5
2019.8304 | 15 | 160 | 45 | 20
2019.8304 | 15 | 160 | 45 | 22.5
2019.8304 | 15 | 160 | 45 | 25
2019.8304 | 15 | 160 | 50 | 15
2019.8304 | 15 | 160 | 50 | 17.5
2019.8304 | 15 | 160 | 50 | 20
2019.8304 | 15 | 160 | 50 | 22.5
2019.8304 | 15 | 160 | 50 | 25
2019.8304 | 15 | 160 | 57.5 | 15
2019.8304 | 15 | 160 | 57.5 | 17.5
2019.8304 | 15 | 160 | 57.5 | 20
2019.8304 | 15 | 160 | 57.5 | 22.5
2019.8304 | 15 | 160 | 57.5 | 25
2019.8304 | 15 | 160 | 60 | 15
2019.8304 | 15 | 160 | 60 | 17.5
2019.8304 | 15 | 160 | 60 | 20
2019.8304 | 15 | 160 | 60 | 22.5
2019.8304 | 15 | 160 | 60 | 25
2019.8304 | 10 | 85 | 35 | 15
2019.8304 | 10 | 85 | 35 | 17.5
2019.8304 | 10 | 85 | 35 | 20
2019.8304 | 10 | 85 | 35 | 22.5
2019.8304 | 10 | 85 | 35 | 25
2019.8304 | 10 | 85 | 45 | 15
2019.8304 | 10 | 85 | 45 | 17.5
2019.8304 | 10 | 85 | 45 | 20
2019.8304 | 10 | 85 | 45 | 22.5
2019.8304 | 10 | 85 | 45 | 25
2019.8304 | 10 | 85 | 50 | 15
2019.8304 | 10 | 85 | 50 | 17.5
2019.8304 | 10 | 85 | 50 | 20
2019.8304 | 10 | 85 | 50 | 22.5
2019.8304 | 10 | 85 | 50 | 25
2019.8304 | 10 | 85 | 57.5 | 15
2019.8304 | 10 | 85 | 57.5 | 17.5
2019.8304 | 10 | 85 | 57.5 | 20
2019.8304 | 10 | 85 | 57.5 | 22.5
2019.8304 | 10 | 85 | 57.5 | 25
2019.8304 | 10 | 85 | 60 | 15
2019.8304 | 10 | 85 | 60 | 17.5
2019.8304 | 10 | 85 | 60 | 20
2019.8304 | 10 | 85 | 60 | 22.5
2019.8304 | 10 | 85 | 60 | 25
2019.8304 | 10 | 100 | 35 | 15
2019.8304 | 10 | 100 | 35 | 17.5
2019.8304 | 10 | 100 | 35 | 20
2019.8304 | 10 | 100 | 35 | 22.5
2019.8304 | 10 | 100 | 35 | 25
2019.8304 | 10 | 100 | 45 | 15
2019.8304 | 10 | 100 | 45 | 17.5
2019.8304 | 10 | 100 | 45 | 20
2019.8304 | 10 | 100 | 45 | 22.5
2019.8304 | 10 | 100 | 45 | 25
2019.8304 | 10 | 100 | 50 | 15
2019.8304 | 10 | 100 | 50 | 17.5
2019.8304 | 10 | 100 | 50 | 20
2019.8304 | 10 | 100 | 50 | 22.5
2019.8304 | 10 | 100 | 50 | 25
2019.8304 | 10 | 100 | 57.5 | 15
2019.8304 | 10 | 100 | 57.5 | 17.5
2019.8304 | 10 | 100 | 57.5 | 20
2019.8304 | 10 | 100 | 57.5 | 22.5
2019.8304 | 10 | 100 | 57.5 | 25
2019.8304 | 10 | 100 | 60 | 15
2019.8304 | 10 | 100 | 60 | 17.5
2019.8304 | 10 | 100 | 60 | 20
2019.8304 | 10 | 100 | 60 | 22.5
2019.8304 | 10 | 100 | 60 | 25
2019.8304 | 10 | 115 | 35 | 15
2019.8304 | 10 | 115 | 35 | 17.5
2019.8304 | 10 | 115 | 35 | 20
2019.8304 | 10 | 115 | 35 | 22.5
2019.8304 | 10 | 115 | 35 | 25
2019.8304 | 10 | 115 | 45 | 15
2019.8304 | 10 | 115 | 45 | 17.5
2019.8304 | 10 | 115 | 45 | 20
2019.8304 | 10 | 115 | 45 | 22.5
2019.8304 | 10 | 115 | 45 | 25
2019.8304 | 10 | 115 | 50 | 15
2019.8304 | 10 | 115 | 50 | 17.5
2019.8304 | 10 | 115 | 50 | 20
2019.8304 | 10 | 115 | 50 | 22.5
2019.8304 | 10 | 115 | 50 | 25
2019.8304 | 10 | 115 | 57.5 | 15
2019.8304 | 10 | 115 | 57.5 | 17.5
2019.8304 | 10 | 115 | 57.5 | 20
2019.8304 | 10 | 115 | 57.5 | 22.5
2019.8304 | 10 | 115 | 57.5 | 25
2019.8304 | 10 | 115 | 60 | 15
2019.8304 | 10 | 115 | 60 | 17.5
2019.8304 | 10 | 115 | 60 | 20
2019.8304 | 10 | 115 | 60 | 22.5
2019.8304 | 10 | 115 | 60 | 25
2019.8304 | 10 | 129.55 | 35 | 15
2019.8304 | 10 | 129.55 | 35 | 17.5
2019.8304 | 10 | 129.55 | 35 | 20
2019.8304 | 10 | 129.55 | 35 | 22.5
2019.8304 | 10 | 129.55 | 35 | 25
2019.8304 | 10 | 129.55 | 45 | 15
2019.8304 | 10 | 129.55 | 45 | 17.5
2019.8304 | 10 | 129.55 | 45 | 20
2019.8304 | 10 | 129.55 | 45 | 22.5
2019.8304 | 10 | 129.55 | 45 | 25
2019.8304 | 10 | 129.55 | 50 | 15
2019.8304 | 10 | 129.55 | 50 | 17.5
2019.8304 | 10 | 129.55 | 50 | 20
2019.8304 | 10 | 129.55 | 50 | 22.5
2019.8304 | 10 | 129.55 | 50 | 25
2019.8304 | 10 | 129.55 | 57.5 | 15
2019.8304 | 10 | 129.55 | 57.5 | 17.5
2019.8304 | 10 | 129.55 | 57.5 | 20
2019.8304 | 10 | 129.55 | 57.5 | 22.5
2019.8304 | 10 | 129.55 | 57.5 | 25
2019.8304 | 10 | 129.55 | 60 | 15
2019.8304 | 10 | 129.55 | 60 | 17.5
2019.8304 | 10 | 129.55 | 60 | 20
2019.8304 | 10 | 129.55 | 60 | 22.5
2019.8304 | 10 | 129.55 | 60 | 25
2019.8304 | 10 | 145 | 35 | 15
2019.8304 | 10 | 145 | 35 | 17.5
2019.8304 | 10 | 145 | 35 | 20
2019.8304 | 10 | 145 | 35 | 22.5
2019.8304 | 10 | 145 | 35 | 25
2019.8304 | 10 | 145 | 45 | 15
2019.8304 | 10 | 145 | 45 | 17.5
2019.8304 | 10 | 145 | 45 | 20
2019.8304 | 10 | 145 | 45 | 22.5
2019.8304 | 10 | 145 | 45 | 25
2019.8304 | 10 | 145 | 50 | 15
2019.8304 | 10 | 145 | 50 | 17.5
2019.8304 | 10 | 145 | 50 | 20
2019.8304 | 10 | 145 | 50 | 22.5
2019.8304 | 10 | 145 | 50 | 25
2019.8304 | 10 | 145 | 57.5 | 15
2019.8304 | 10 | 145 | 57.5 | 17.5
2019.8304 | 10 | 145 | 57.5 | 20
2019.8304 | 10 | 145 | 57.5 | 22.5
2019.8304 | 10 | 145 | 57.5 | 25
2019.8304 | 10 | 145 | 60 | 15
2019.8304 | 10 | 145 | 60 | 17.5
2019.8304 | 10 | 145 | 60 | 20
2019.8304 | 10 | 145 | 60 | 22.5
2019.8304 | 10 | 145 | 60 | 25
2019.8304 | 10 | 160 | 35 | 15
2019.8304 | 10 | 160 | 35 | 17.5
2019.8304 | 10 | 160 | 35 | 20
2019.8304 | 10 | 160 | 35 | 22.5
2019.8304 | 10 | 160 | 35 | 25
2019.8304 | 10 | 160 | 45 | 15
2019.8304 | 10 | 160 | 45 | 17.5
2019.8304 | 10 | 160 | 45 | 20
2019.8304 | 10 | 160 | 45 | 22.5
2019.8304 | 10 | 160 | 45 | 25
2019.8304 | 10 | 160 | 50 | 15
2019.8304 | 10 | 160 | 50 | 17.5
2019.8304 | 10 | 160 | 50 | 20
2019.8304 | 10 | 160 | 50 | 22.5
2019.8304 | 10 | 160 | 50 | 25
2019.8304 | 10 | 160 | 57.5 | 15
2019.8304 | 10 | 160 | 57.5 | 17.5
2019.8304 | 10 | 160 | 57.5 | 20
2019.8304 | 10 | 160 | 57.5 | 22.5
2019.8304 | 10 | 160 | 57.5 | 25
2019.8304 | 10 | 160 | 60 | 15
2019.8304 | 10 | 160 | 60 | 17.5
2019.8304 | 10 | 160 | 60 | 20
2019.8304 | 10 | 160 | 60 | 22.5
2019.8304 | 10 | 160 | 60 | 25